## README
INSTRUCTIONS
The manual for this program is in a Word97 file Probe Manual.doc, which should be copied
to the same directory where this file is. To access the manual, click on this link:
Probe manual.doc

## Main
ABR theory |  |  |  | Ti = 0 | R,L in cm, Te in eV, V in volts, I in mA | [5 empty] | Type into YELLOW cells only
Rp | L | S | AR | Gas | KTe | Cs | n | lD | x | Vs | Vs1 | Ii coeff |  | n(Isat) | n(Esat)
0.0075 | 1 | 0.047124 | 1.0037 | 40 | 2.0416 | 221127.1675 | 1.7555 | 0.0025236 | 2.9719 | 5.9954 | 12.4875 | 0.04706 |  | 12.5925 | 1.7305
| a | b | c | d |  | ABCD
A | 0.864 | 1.5 | 0.2688 | 2.05 |  | 6.9337 |  | Te | eVs | iVs | n11 |  | Vmin | Vmax
B | 0.47852 | -0.030781 | -0.012291 |  |  | 0.43041 |  | 2.0416 | 12.4875 | 5.9954 | 1.7555 |  | 2.2793 | 11.4667 | Electrons | Autoset
ABR theory Rp: C; ABR theory L: 1.008; ABR theory S: 1.7; ABR theory AR: 0.336; Ti = 0 Gas: 2.05; R,L in cm, Te in eV, V in volts, I in mA Cs: 9.5552 |  | F | 2 | 13 | Electrons | Manual set
ABR theory Rp: D; ABR theory L: 0.38436; ABR theory S: -0.14826; ABR theory AR: 0.013048; R,L in cm, Te in eV, V in volts, I in mA Cs: 0.23836; R,L in cm, Te in eV, V in volts, I in mA Vs: Total Error |  | 1 | -70 | 0 | Ions
R,L in cm, Te in eV, V in volts, I in mA Vs: 6.3992 |  | Q
ABR theory Rp: Volts; ABR theory S: Spline; R,L in cm, Te in eV, V in volts, I in mA KTe: h; R,L in cm, Te in eV, V in volts, I in mA Vs: 3.7475 |  | 31.6786 | 2.6518
| I-(A) | I+(mA) | dI/dV | IdV/dI |  | Ii(1) | Ii2 | Ii(th) | Ii2(th) | iError | Ie | Ie(fit) | eError | Ie (2) | Ii(2) | Ii(3)
ABR theory Rp: -100; ABR theory L: -0.0020995; R,L in cm, Te in eV, V in volts, I in mA KTe: 51.9168; R,L in cm, Te in eV, V in volts, I in mA lD: 1.859; R,L in cm, Te in eV, V in volts, I in mA x: 3.4559 | 1e-05 | 3.7375e-23 |  | 1e-05
ABR theory Rp: -99.739; ABR theory L: -0.0020774; R,L in cm, Te in eV, V in volts, I in mA KTe: 51.789; R,L in cm, Te in eV, V in volts, I in mA lD: 1.8572; R,L in cm, Te in eV, V in volts, I in mA x: 3.4491 | 1e-05 | 4.2472e-23 |  | 1e-05
ABR theory Rp: -99.478; ABR theory L: -0.0020553; R,L in cm, Te in eV, V in volts, I in mA KTe: 51.6612; R,L in cm, Te in eV, V in volts, I in mA lD: 1.8553; R,L in cm, Te in eV, V in volts, I in mA x: 3.4422 | 1e-05 | 4.8263e-23 |  | 1e-05
ABR theory Rp: -99.217; ABR theory L: -0.0020111; R,L in cm, Te in eV, V in volts, I in mA KTe: 51.5333; R,L in cm, Te in eV, V in volts, I in mA lD: 1.8535; R,L in cm, Te in eV, V in volts, I in mA x: 3.4354 | 1e-05 | 5.4845e-23 |  | 1e-05
ABR theory Rp: -98.956; ABR theory L: -0.0020553; R,L in cm, Te in eV, V in volts, I in mA KTe: 51.4055; R,L in cm, Te in eV, V in volts, I in mA lD: 1.8516; R,L in cm, Te in eV, V in volts, I in mA x: 3.4285 | 1e-05 | 6.2324e-23 |  | 1e-05
-98.695 | -0.0020111 | 2.0216 | -0.038344 |  | 51.2776 | 2.0216 | 4.0869 | 1.8498 | 3.4217 |  | 1e-05 | 7.0823e-23 |  | 1e-05 | 2.0216 | 2.0216
-98.434 | -0.0020332 | 2.0116 | -0.030676 |  | 51.1498 | 2.0116 | 4.0465 | 1.8479 | 3.4148 |  | 1e-05 | 8.0482e-23 |  | 1e-05 | 2.0116 | 2.0116
-98.173 | -0.001989 | 2.0036 | -0.015338 |  | 51.022 | 2.0036 | 4.0144 | 1.8461 | 3.408 |  | 1e-05 | 9.1457e-23 |  | 1e-05 | 2.0036 | 2.0036
-97.912 | -0.0020332 | 1.9996 | -0.015338 |  | 50.8941 | 1.9996 | 3.9983 | 1.8442 | 3.4011 |  | 1e-05 | 1.0393e-22 |  | 1e-05 | 1.9996 | 1.9996
-97.651 | -0.001989 | 1.9956 | -0.038344 |  | 50.7663 | 1.9956 | 3.9823 | 1.8423 | 3.3942 |  | 1e-05 | 1.181e-22 |  | 1e-05 | 1.9956 | 1.9956
-97.39 | -0.0019669 | 1.9856 | -0.030676 |  | 50.6384 | 1.9856 | 3.9425 | 1.8405 | 3.3874 |  | 1e-05 | 1.3421e-22 |  | 1e-05 | 1.9856 | 1.9856
-97.129 | -0.001989 | 1.9776 | -0.030675 |  | 50.5106 | 1.9776 | 3.9108 | 1.8386 | 3.3805 |  | 1e-05 | 1.5251e-22 |  | 1e-05 | 1.9776 | 1.9776
-96.868 | -0.001989 | 1.9696 | -0.0076691 |  | 50.3828 | 1.9696 | 3.8792 | 1.8367 | 3.3736 |  | 1e-05 | 1.7331e-22 |  | 1e-05 | 1.9696 | 1.9696
-96.607 | -0.0020111 | 1.9676 | -0.030676 |  | 50.2549 | 1.9676 | 3.8713 | 1.8349 | 3.3667 |  | 1e-05 | 1.9694e-22 |  | 1e-05 | 1.9676 | 1.9676
-96.346 | -0.0019669 | 1.9596 | -0.015338 |  | 50.1271 | 1.9596 | 3.8398 | 1.833 | 3.3599 |  | 1e-05 | 2.238e-22 |  | 1e-05 | 1.9596 | 1.9596
-96.085 | -0.0019448 | 1.9555 | -0.0076688 |  | 49.9993 | 1.9555 | 3.8242 | 1.8311 | 3.353 |  | 1e-05 | 2.5432e-22 |  | 1e-05 | 1.9556 | 1.9555
-95.824 | -0.0019227 | 1.9535 | -0.023007 |  | 49.8714 | 1.9535 | 3.8163 | 1.8292 | 3.3461 |  | 1e-05 | 2.89e-22 |  | 1e-05 | 1.9536 | 1.9535
-95.563 | -0.0019448 | 1.9475 | -0.030675 |  | 49.7436 | 1.9475 | 3.7929 | 1.8274 | 3.3392 |  | 1e-05 | 3.2841e-22 |  | 1e-05 | 1.9476 | 1.9475
-95.302 | -0.0019669 | 1.9395 | -0.038344 |  | 49.6157 | 1.9395 | 3.7618 | 1.8255 | 3.3323 |  | 1e-05 | 3.7319e-22 |  | 1e-05 | 1.9395 | 1.9395
-95.041 | -0.0019448 | 1.9295 | -0.015338 |  | 49.4879 | 1.9295 | 3.7231 | 1.8236 | 3.3254 |  | 1e-05 | 4.2408e-22 |  | 1e-05 | 1.9295 | 1.9295
-94.78 | -0.0019448 | 1.9255 | -0.015338 |  | 49.3601 | 1.9255 | 3.7076 | 1.8217 | 3.3186 |  | 1e-05 | 4.8191e-22 |  | 1e-05 | 1.9255 | 1.9255
-94.519 | -0.0019448 | 1.9215 | 0.007669 |  | 49.2322 | 1.9215 | 3.6922 | 1.8198 | 3.3117 |  | 1e-05 | 5.4763e-22 |  | 1e-05 | 1.9215 | 1.9215
-94.258 | -0.0019227 | 1.9235 | -0.015338 |  | 49.1044 | 1.9235 | 3.6999 | 1.8179 | 3.3048 |  | 1e-05 | 6.2231e-22 |  | 1e-05 | 1.9235 | 1.9235
-93.997 | -0.0019006 | 1.9195 | -0.023007 |  | 48.9765 | 1.9195 | 3.6846 | 1.816 | 3.2979 |  | 1e-05 | 7.0718e-22 |  | 1e-05 | 1.9195 | 1.9195
-93.736 | -0.0019006 | 1.9135 | -0.015338 |  | 48.8487 | 1.9135 | 3.6615 | 1.8141 | 3.291 |  | 1e-05 | 8.0362e-22 |  | 1e-05 | 1.9135 | 1.9135
-93.475 | -0.0019227 | 1.9095 | -0.023007 |  | 48.7209 | 1.9095 | 3.6462 | 1.8122 | 3.284 |  | 1e-05 | 9.1321e-22 |  | 1e-05 | 1.9095 | 1.9095
-93.214 | -0.0019006 | 1.9035 | -0.015338 |  | 48.593 | 1.9035 | 3.6233 | 1.8103 | 3.2771 |  | 1e-05 | 1.0377e-21 |  | 1e-05 | 1.9035 | 1.9035
-92.953 | -0.0019448 | 1.8995 | -0.015338 |  | 48.4652 | 1.8995 | 3.6081 | 1.8084 | 3.2702 |  | 1e-05 | 1.1793e-21 |  | 1e-05 | 1.8995 | 1.8995
-92.692 | -0.0019006 | 1.8955 | -0.0076688 |  | 48.3374 | 1.8955 | 3.5929 | 1.8065 | 3.2633 |  | 1e-05 | 1.3401e-21 |  | 1e-05 | 1.8955 | 1.8955
-92.431 | -0.0019006 | 1.8935 | -0.0076688 |  | 48.2095 | 1.8935 | 3.5853 | 1.8045 | 3.2564 |  | 1e-05 | 1.5228e-21 |  | 1e-05 | 1.8935 | 1.8935
-92.17 | -0.0019006 | 1.8915 | -0.015338 |  | 48.0817 | 1.8915 | 3.5778 | 1.8026 | 3.2495 |  | 1e-05 | 1.7305e-21 |  | 1e-05 | 1.8915 | 1.8915
-91.909 | -0.0018785 | 1.8875 | -0.007669 |  | 47.9538 | 1.8875 | 3.5626 | 1.8007 | 3.2426 |  | 1e-05 | 1.9665e-21 |  | 1e-05 | 1.8875 | 1.8875
-91.648 | -0.0019006 | 1.8855 | -0.023007 |  | 47.826 | 1.8855 | 3.5551 | 1.7988 | 3.2356 |  | 1e-05 | 2.2346e-21 |  | 1e-05 | 1.8855 | 1.8855
-91.387 | -0.0018785 | 1.8795 | -0.015338 |  | 47.6982 | 1.8795 | 3.5325 | 1.7969 | 3.2287 |  | 1e-05 | 2.5394e-21 |  | 1e-05 | 1.8795 | 1.8795
-91.126 | -0.0018785 | 1.8755 | -0.015338 |  | 47.5703 | 1.8755 | 3.5174 | 1.7949 | 3.2218 |  | 1e-05 | 2.8857e-21 |  | 1e-05 | 1.8755 | 1.8755
-90.865 | -0.0018785 | 1.8715 | 0 |  | 47.4425 | 1.8715 | 3.5024 | 1.793 | 3.2148 |  | 1e-05 | 3.2792e-21 |  | 1e-05 | 1.8715 | 1.8715
-90.604 | -0.0018785 | 1.8715 | -0.0076691 |  | 47.3146 | 1.8715 | 3.5024 | 1.7911 | 3.2079 |  | 1e-05 | 3.7264e-21 |  | 1e-05 | 1.8715 | 1.8715
-90.343 | -0.0018785 | 1.8695 | -0.0076688 |  | 47.1868 | 1.8695 | 3.495 | 1.7891 | 3.201 |  | 1e-05 | 4.2345e-21 |  | 1e-05 | 1.8695 | 1.8695
-90.082 | -0.0018785 | 1.8675 | 0 |  | 47.059 | 1.8675 | 3.4875 | 1.7872 | 3.194 |  | 1e-05 | 4.812e-21 |  | 1e-05 | 1.8675 | 1.8675
-89.821 | -0.0018564 | 1.8675 | -0.0076689 |  | 46.9311 | 1.8675 | 3.4875 | 1.7852 | 3.1871 |  | 1e-05 | 5.4682e-21 |  | 1e-05 | 1.8675 | 1.8675
-89.56 | -0.0018564 | 1.8655 | -0.0076691 |  | 46.8033 | 1.8655 | 3.48 | 1.7833 | 3.1801 |  | 1e-05 | 6.2139e-21 |  | 1e-05 | 1.8655 | 1.8655
-89.299 | -0.0019006 | 1.8635 | -0.0076688 |  | 46.6755 | 1.8635 | 3.4725 | 1.7813 | 3.1732 |  | 1e-05 | 7.0612e-21 |  | 1e-05 | 1.8635 | 1.8635
-89.038 | -0.0018564 | 1.8615 | -0.0076688 |  | 46.5476 | 1.8615 | 3.4651 | 1.7794 | 3.1662 |  | 1e-05 | 8.0242e-21 |  | 1e-05 | 1.8615 | 1.8615
-88.777 | -0.0018785 | 1.8595 | -0.015338 |  | 46.4198 | 1.8595 | 3.4576 | 1.7774 | 3.1593 |  | 1e-05 | 9.1184e-21 |  | 1e-05 | 1.8595 | 1.8595
-88.516 | -0.0018785 | 1.8555 | -0.0076688 |  | 46.2919 | 1.8555 | 3.4428 | 1.7755 | 3.1523 |  | 1e-05 | 1.0362e-20 |  | 1e-05 | 1.8555 | 1.8555
-88.255 | -0.0018564 | 1.8535 | -0.0076691 |  | 46.1641 | 1.8535 | 3.4353 | 1.7735 | 3.1453 |  | 1e-05 | 1.1775e-20 |  | 1e-05 | 1.8535 | 1.8535
-87.994 | -0.0018564 | 1.8515 | -0.023007 |  | 46.0363 | 1.8515 | 3.4279 | 1.7715 | 3.1384 |  | 1e-05 | 1.3381e-20 |  | 1e-05 | 1.8515 | 1.8515
-87.733 | -0.0018564 | 1.8455 | -0.0076688 |  | 45.9084 | 1.8455 | 3.4057 | 1.7696 | 3.1314 |  | 1e-05 | 1.5205e-20 |  | 1e-05 | 1.8455 | 1.8455
-87.472 | -0.0018564 | 1.8435 | -0.015338 |  | 45.7806 | 1.8435 | 3.3983 | 1.7676 | 3.1244 |  | 1e-05 | 1.7279e-20 |  | 1e-05 | 1.8435 | 1.8435
-87.211 | -0.0018343 | 1.8395 | -0.015338 |  | 45.6527 | 1.8395 | 3.3836 | 1.7656 | 3.1175 |  | 1e-05 | 1.9635e-20 |  | 1e-05 | 1.8395 | 1.8395
-86.95 | -0.0018343 | 1.8355 | -0.015338 |  | 45.5249 | 1.8355 | 3.3689 | 1.7637 | 3.1105 |  | 1e-05 | 2.2313e-20 |  | 1e-05 | 1.8355 | 1.8355
-86.689 | -0.0018343 | 1.8315 | -0.015338 |  | 45.3971 | 1.8315 | 3.3542 | 1.7617 | 3.1035 |  | 1e-05 | 2.5356e-20 |  | 1e-05 | 1.8315 | 1.8315
-86.428 | -0.0018343 | 1.8274 | -0.023007 |  | 45.2692 | 1.8274 | 3.3396 | 1.7597 | 3.0965 |  | 1e-05 | 2.8814e-20 |  | 1e-05 | 1.8275 | 1.8274
-86.167 | -0.0018343 | 1.8214 | -0.015338 |  | 45.1414 | 1.8214 | 3.3177 | 1.7577 | 3.0895 |  | 1e-05 | 3.2743e-20 |  | 1e-05 | 1.8215 | 1.8214
-85.906 | -0.0018343 | 1.8174 | -0.0076689 |  | 45.0136 | 1.8174 | 3.3031 | 1.7557 | 3.0825 |  | 1e-05 | 3.7208e-20 |  | 1e-05 | 1.8174 | 1.8174
-85.645 | -0.0018343 | 1.8154 | -0.015338 |  | 44.8857 | 1.8154 | 3.2958 | 1.7537 | 3.0756 |  | 1e-05 | 4.2282e-20 |  | 1e-05 | 1.8154 | 1.8154
-85.384 | -0.0018122 | 1.8114 | -0.015338 |  | 44.7579 | 1.8114 | 3.2813 | 1.7517 | 3.0686 |  | 1e-05 | 4.8048e-20 |  | 1e-05 | 1.8114 | 1.8114
-85.123 | -0.0018122 | 1.8074 | -0.0076689 |  | 44.63 | 1.8074 | 3.2668 | 1.7497 | 3.0616 |  | 1e-05 | 5.46e-20 |  | 1e-05 | 1.8074 | 1.8074
-84.862 | -0.0017901 | 1.8054 | -0.0076689 |  | 44.5022 | 1.8054 | 3.2596 | 1.7477 | 3.0546 |  | 1e-05 | 6.2046e-20 |  | 1e-05 | 1.8054 | 1.8054
-84.601 | -0.0018122 | 1.8034 | -0.0076689 |  | 44.3744 | 1.8034 | 3.2524 | 1.7457 | 3.0476 |  | 1e-05 | 7.0507e-20 |  | 1e-05 | 1.8034 | 1.8034
-84.34 | -0.0018122 | 1.8014 | -0.015338 |  | 44.2465 | 1.8014 | 3.2451 | 1.7437 | 3.0405 |  | 1e-05 | 8.0122e-20 |  | 1e-05 | 1.8014 | 1.8014
-84.079 | -0.0017901 | 1.7974 | -0.0076688 |  | 44.1187 | 1.7974 | 3.2307 | 1.7417 | 3.0335 |  | 1e-05 | 9.1048e-20 |  | 1e-05 | 1.7974 | 1.7974
-83.818 | -0.0017901 | 1.7954 | 0 |  | 43.9908 | 1.7954 | 3.2235 | 1.7397 | 3.0265 |  | 1e-05 | 1.0346e-19 |  | 1e-05 | 1.7954 | 1.7954
-83.557 | -0.0018122 | 1.7954 | 0.0076688 |  | 43.863 | 1.7954 | 3.2235 | 1.7377 | 3.0195 |  | 1e-05 | 1.1757e-19 |  | 1e-05 | 1.7954 | 1.7954
-83.296 | -0.0018122 | 1.7974 | -0.007669 |  | 43.7352 | 1.7974 | 3.2307 | 1.7357 | 3.0125 |  | 1e-05 | 1.3361e-19 |  | 1e-05 | 1.7974 | 1.7974
-83.035 | -0.0018122 | 1.7954 | -0.0076688 |  | 43.6073 | 1.7954 | 3.2235 | 1.7336 | 3.0055 |  | 1e-05 | 1.5183e-19 |  | 1e-05 | 1.7954 | 1.7954
-82.774 | -0.0017901 | 1.7934 | -0.0076688 |  | 43.4795 | 1.7934 | 3.2164 | 1.7316 | 2.9984 |  | 1e-05 | 1.7253e-19 |  | 1e-05 | 1.7934 | 1.7934
-82.513 | -0.0017901 | 1.7914 | -0.0076689 |  | 43.3517 | 1.7914 | 3.2092 | 1.7296 | 2.9914 |  | 1e-05 | 1.9606e-19 |  | 1e-05 | 1.7914 | 1.7914
-82.252 | -0.0018122 | 1.7894 | -0.015338 |  | 43.2238 | 1.7894 | 3.202 | 1.7275 | 2.9844 |  | 1e-05 | 2.228e-19 |  | 1e-05 | 1.7894 | 1.7894
-81.991 | -0.0018122 | 1.7854 | -0.007669 |  | 43.096 | 1.7854 | 3.1877 | 1.7255 | 2.9773 |  | 1e-05 | 2.5318e-19 |  | 1e-05 | 1.7854 | 1.7854
-81.73 | -0.0017901 | 1.7834 | -0.023007 |  | 42.9681 | 1.7834 | 3.1806 | 1.7235 | 2.9703 |  | 1e-05 | 2.8771e-19 |  | 1e-05 | 1.7834 | 1.7834
-81.469 | -0.0017901 | 1.7774 | -0.0076688 |  | 42.8403 | 1.7774 | 3.1592 | 1.7214 | 2.9633 |  | 1e-05 | 3.2694e-19 |  | 1e-05 | 1.7774 | 1.7774
-81.208 | -0.001768 | 1.7754 | -0.0076689 |  | 42.7125 | 1.7754 | 3.1521 | 1.7194 | 2.9562 |  | 1e-05 | 3.7152e-19 |  | 1e-05 | 1.7754 | 1.7754
-80.947 | -0.001768 | 1.7734 | -0.015338 |  | 42.5846 | 1.7734 | 3.145 | 1.7173 | 2.9492 |  | 1e-05 | 4.2219e-19 |  | 1e-05 | 1.7734 | 1.7734
-80.686 | -0.001768 | 1.7694 | -0.015338 |  | 42.4568 | 1.7694 | 3.1308 | 1.7153 | 2.9421 |  | 1e-05 | 4.7976e-19 |  | 1e-05 | 1.7694 | 1.7694
-80.425 | -0.0017901 | 1.7654 | -0.0076688 |  | 42.3289 | 1.7654 | 3.1166 | 1.7132 | 2.9351 |  | 1e-05 | 5.4519e-19 |  | 1e-05 | 1.7654 | 1.7654
-80.164 | -0.0017459 | 1.7634 | -0.015338 |  | 42.2011 | 1.7634 | 3.1096 | 1.7111 | 2.928 |  | 1e-05 | 6.1954e-19 |  | 1e-05 | 1.7634 | 1.7634
-79.903 | -0.001768 | 1.7594 | -0.0076688 |  | 42.0733 | 1.7594 | 3.0955 | 1.7091 | 2.9209 |  | 1e-05 | 7.0402e-19 |  | 1e-05 | 1.7594 | 1.7594
-79.642 | -0.001768 | 1.7574 | -0.0076689 |  | 41.9454 | 1.7574 | 3.0884 | 1.707 | 2.9139 |  | 1e-05 | 8.0003e-19 |  | 1e-05 | 1.7574 | 1.7574
-79.381 | -0.001768 | 1.7554 | -0.0076691 |  | 41.8176 | 1.7554 | 3.0814 | 1.7049 | 2.9068 |  | 1e-05 | 9.0913e-19 |  | 1e-05 | 1.7554 | 1.7554
-79.12 | -0.001768 | 1.7534 | -0.015338 |  | 41.6898 | 1.7534 | 3.0744 | 1.7029 | 2.8997 |  | 1e-05 | 1.0331e-18 |  | 1e-05 | 1.7534 | 1.7534
-78.859 | -0.001768 | 1.7494 | 0 |  | 41.5619 | 1.7494 | 3.0603 | 1.7008 | 2.8927 |  | 1e-05 | 1.174e-18 |  | 1e-05 | 1.7494 | 1.7494
-78.598 | -0.0017459 | 1.7494 | -0.0076688 |  | 41.4341 | 1.7494 | 3.0603 | 1.6987 | 2.8856 |  | 1e-05 | 1.3341e-18 |  | 1e-05 | 1.7494 | 1.7494
-78.337 | -0.0017459 | 1.7474 | -0.015338 |  | 41.3062 | 1.7474 | 3.0533 | 1.6966 | 2.8785 |  | 1e-05 | 1.516e-18 |  | 1e-05 | 1.7474 | 1.7474
-78.076 | -0.0017459 | 1.7434 | -0.015338 |  | 41.1784 | 1.7434 | 3.0394 | 1.6945 | 2.8714 |  | 1e-05 | 1.7228e-18 |  | 1e-05 | 1.7434 | 1.7434
-77.815 | -0.0017459 | 1.7394 | -0.015338 |  | 41.0506 | 1.7394 | 3.0254 | 1.6924 | 2.8643 |  | 1e-05 | 1.9577e-18 |  | 1e-05 | 1.7394 | 1.7394
-77.554 | -0.0017459 | 1.7354 | -0.0076688 |  | 40.9227 | 1.7354 | 3.0115 | 1.6903 | 2.8573 |  | 1e-05 | 2.2247e-18 |  | 1e-05 | 1.7354 | 1.7354
-77.293 | -0.0017459 | 1.7334 | -0.0076689 |  | 40.7949 | 1.7334 | 3.0046 | 1.6882 | 2.8502 |  | 1e-05 | 2.528e-18 |  | 1e-05 | 1.7334 | 1.7334
-77.032 | -0.0017459 | 1.7314 | -0.0076691 |  | 40.667 | 1.7314 | 2.9976 | 1.6861 | 2.8431 |  | 1e-05 | 2.8728e-18 |  | 1e-05 | 1.7314 | 1.7314
-76.771 | -0.0017238 | 1.7294 | -0.0076688 |  | 40.5392 | 1.7294 | 2.9907 | 1.684 | 2.836 |  | 1e-05 | 3.2645e-18 |  | 1e-05 | 1.7294 | 1.7294
-76.51 | -0.0017238 | 1.7274 | -0.0076689 |  | 40.4114 | 1.7274 | 2.9838 | 1.6819 | 2.8289 |  | 1e-05 | 3.7097e-18 |  | 1e-05 | 1.7274 | 1.7274
-76.249 | -0.0017238 | 1.7254 | -0.0076688 |  | 40.2835 | 1.7254 | 2.9769 | 1.6798 | 2.8217 |  | 1e-05 | 4.2156e-18 |  | 1e-05 | 1.7254 | 1.7254
-75.988 | -0.0017459 | 1.7234 | -0.0076688 |  | 40.1557 | 1.7234 | 2.97 | 1.6777 | 2.8146 |  | 1e-05 | 4.7905e-18 |  | 1e-05 | 1.7234 | 1.7234
-75.727 | -0.0017238 | 1.7214 | -0.015338 |  | 40.0278 | 1.7214 | 2.9631 | 1.6756 | 2.8075 |  | 1e-05 | 5.4438e-18 |  | 1e-05 | 1.7214 | 1.7214
-75.466 | -0.0017238 | 1.7174 | -0.0076689 |  | 39.9 | 1.7174 | 2.9493 | 1.6734 | 2.8004 |  | 1e-05 | 6.1861e-18 |  | 1e-05 | 1.7174 | 1.7174
-75.205 | -0.0017238 | 1.7154 | 0 |  | 39.7722 | 1.7154 | 2.9425 | 1.6713 | 2.7933 |  | 1e-05 | 7.0297e-18 |  | 1e-05 | 1.7154 | 1.7154
-74.944 | -0.0017238 | 1.7154 | -0.0076689 |  | 39.6443 | 1.7154 | 2.9425 | 1.6692 | 2.7862 |  | 1e-05 | 7.9884e-18 |  | 1e-05 | 1.7154 | 1.7154
-74.683 | -0.0017238 | 1.7134 | -0.015338 |  | 39.5165 | 1.7134 | 2.9356 | 1.667 | 2.779 |  | 1e-05 | 9.0777e-18 |  | 1e-05 | 1.7134 | 1.7134
-74.422 | -0.0017238 | 1.7094 | -0.0076691 |  | 39.3887 | 1.7094 | 2.9219 | 1.6649 | 2.7719 |  | 1e-05 | 1.0316e-17 |  | 1e-05 | 1.7094 | 1.7094
-74.161 | -0.0017017 | 1.7074 | -0.0076689 |  | 39.2608 | 1.7074 | 2.9151 | 1.6628 | 2.7648 |  | 1e-05 | 1.1722e-17 |  | 1e-05 | 1.7074 | 1.7074
-73.9 | -0.0017017 | 1.7054 | -0.0076689 |  | 39.133 | 1.7054 | 2.9082 | 1.6606 | 2.7576 |  | 1e-05 | 1.3321e-17 |  | 1e-05 | 1.7054 | 1.7054
-73.639 | -0.0017238 | 1.7033 | -0.015338 |  | 39.0051 | 1.7033 | 2.9014 | 1.6585 | 2.7505 |  | 1e-05 | 1.5138e-17 |  | 1e-05 | 1.7034 | 1.7033
-73.378 | -0.0017017 | 1.6993 | -0.015338 |  | 38.8773 | 1.6993 | 2.8878 | 1.6563 | 2.7433 |  | 1e-05 | 1.7202e-17 |  | 1e-05 | 1.6994 | 1.6993
-73.117 | -0.0017017 | 1.6953 | -0.015338 |  | 38.7495 | 1.6953 | 2.8742 | 1.6541 | 2.7362 |  | 1e-05 | 1.9548e-17 |  | 1e-05 | 1.6954 | 1.6953
-72.856 | -0.0017017 | 1.6913 | -0.0076688 |  | 38.6216 | 1.6913 | 2.8606 | 1.652 | 2.729 |  | 1e-05 | 2.2213e-17 |  | 1e-05 | 1.6913 | 1.6913
-72.595 | -0.0017017 | 1.6893 | -0.0076688 |  | 38.4938 | 1.6893 | 2.8539 | 1.6498 | 2.7219 |  | 1e-05 | 2.5243e-17 |  | 1e-05 | 1.6893 | 1.6893
-72.334 | -0.0017017 | 1.6873 | -0.015338 |  | 38.3659 | 1.6873 | 2.8471 | 1.6476 | 2.7147 |  | 1e-05 | 2.8685e-17 |  | 1e-05 | 1.6873 | 1.6873
-72.073 | -0.0016796 | 1.6833 | -0.0076688 |  | 38.2381 | 1.6833 | 2.8336 | 1.6455 | 2.7075 |  | 1e-05 | 3.2597e-17 |  | 1e-05 | 1.6833 | 1.6833
-71.812 | -0.0016796 | 1.6813 | -0.0076691 |  | 38.1103 | 1.6813 | 2.8269 | 1.6433 | 2.7004 |  | 1e-05 | 3.7042e-17 |  | 1e-05 | 1.6813 | 1.6813
-71.551 | -0.0016796 | 1.6793 | -0.015338 |  | 37.9824 | 1.6793 | 2.8201 | 1.6411 | 2.6932 |  | 1e-05 | 4.2093e-17 |  | 1e-05 | 1.6793 | 1.6793
-71.29 | -0.0016796 | 1.6753 | -0.015338 |  | 37.8546 | 1.6753 | 2.8067 | 1.6389 | 2.686 |  | 1e-05 | 4.7833e-17 |  | 1e-05 | 1.6753 | 1.6753
-71.029 | -0.0016796 | 1.6713 | -0.015338 |  | 37.7268 | 1.6713 | 2.7933 | 1.6367 | 2.6789 |  | 1e-05 | 5.4357e-17 |  | 1e-05 | 1.6713 | 1.6713
-70.768 | -0.0016796 | 1.6673 | -0.0076691 |  | 37.5989 | 1.6673 | 2.78 | 1.6345 | 2.6717 |  | 1e-05 | 6.1769e-17 |  | 1e-05 | 1.6673 | 1.6673
-70.507 | -0.0016796 | 1.6653 | -0.0076688 |  | 37.4711 | 1.6653 | 2.7733 | 1.6323 | 2.6645 |  | 1e-05 | 7.0192e-17 |  | 1e-05 | 1.6653 | 1.6653
-70.246 | -0.0016796 | 1.6633 | -0.0076689 |  | 37.3432 | 1.6633 | 2.7666 | 1.6301 | 2.6573 |  | 1e-05 | 7.9765e-17 |  | 1e-05 | 1.6633 | 1.6633
-69.985 | -0.0016575 | 1.6613 | -0.0076688 |  | 37.2154 | 1.6613 | 2.76 | 1.6279 | 2.6501 | 0.033404 | 1e-05 | 9.0642e-17 |  | 1e-05 | 1.6613 | 1.6613
-69.724 | -0.0016575 | 1.6593 | -0.0076688 |  | 37.0876 | 1.6593 | 2.7533 | 1.6257 | 2.6429 | 0.033615 | 1e-05 | 1.03e-16 |  | 1e-05 | 1.6593 | 1.6593
-69.463 | -0.0016575 | 1.6573 | -0.0076691 |  | 36.9597 | 1.6573 | 2.7467 | 1.6235 | 2.6357 | 0.03383 | 1e-05 | 1.1705e-16 |  | 1e-05 | 1.6573 | 1.6573
-69.202 | -0.0016575 | 1.6553 | -0.015338 |  | 36.8319 | 1.6553 | 2.7401 | 1.6213 | 2.6285 | 0.034049 | 1e-05 | 1.3301e-16 |  | 1e-05 | 1.6553 | 1.6553
-68.941 | -0.0016575 | 1.6513 | -0.015338 |  | 36.704 | 1.6513 | 2.7268 | 1.619 | 2.6213 | 0.032271 | 1e-05 | 1.5115e-16 |  | 1e-05 | 1.6513 | 1.6513
-68.68 | -0.0016575 | 1.6473 | -0.0076688 |  | 36.5762 | 1.6473 | 2.7136 | 1.6168 | 2.6141 | 0.030497 | 1e-05 | 1.7176e-16 |  | 1e-05 | 1.6473 | 1.6473
-68.419 | -0.0016575 | 1.6453 | -0.015338 |  | 36.4484 | 1.6453 | 2.707 | 1.6146 | 2.6068 | 0.030729 | 1e-05 | 1.9519e-16 |  | 1e-05 | 1.6453 | 1.6453
-68.158 | -0.0016575 | 1.6413 | -0.015338 |  | 36.3205 | 1.6413 | 2.6939 | 1.6123 | 2.5996 | 0.028963 | 1e-05 | 2.218e-16 |  | 1e-05 | 1.6413 | 1.6413
-67.897 | -0.0016575 | 1.6373 | -0.015338 |  | 36.1927 | 1.6373 | 2.6807 | 1.6101 | 2.5924 | 0.027202 | 1e-05 | 2.5205e-16 |  | 1e-05 | 1.6373 | 1.6373
-67.636 | -0.0016354 | 1.6333 | -0.0076688 |  | 36.0649 | 1.6333 | 2.6676 | 1.6078 | 2.5852 | 0.025446 | 1e-05 | 2.8642e-16 |  | 1e-05 | 1.6333 | 1.6333
-67.375 | -0.0016354 | 1.6313 | -0.015338 |  | 35.937 | 1.6313 | 2.6611 | 1.6056 | 2.5779 | 0.025695 | 1e-05 | 3.2548e-16 |  | 1e-05 | 1.6313 | 1.6313
-67.114 | -0.0016354 | 1.6273 | -0.015338 |  | 35.8092 | 1.6273 | 2.6481 | 1.6033 | 2.5707 | 0.023947 | 1e-05 | 3.6987e-16 |  | 1e-05 | 1.6273 | 1.6273
-66.853 | -0.0016133 | 1.6233 | -0.015338 |  | 35.6813 | 1.6233 | 2.6351 | 1.6011 | 2.5635 | 0.022204 | 1e-05 | 4.2031e-16 |  | 1e-05 | 1.6233 | 1.6233
-66.592 | -0.0016133 | 1.6193 | -0.015338 |  | 35.5535 | 1.6193 | 2.6221 | 1.5988 | 2.5562 | 0.020465 | 1e-05 | 4.7762e-16 |  | 1e-05 | 1.6193 | 1.6193
-66.331 | -0.0016133 | 1.6153 | -0.0076689 |  | 35.4257 | 1.6153 | 2.6091 | 1.5965 | 2.549 | 0.01873 | 1e-05 | 5.4275e-16 |  | 1e-05 | 1.6153 | 1.6153
-66.07 | -0.0016354 | 1.6133 | -0.0076689 |  | 35.2978 | 1.6133 | 2.6027 | 1.5943 | 2.5417 | 0.019001 | 1e-05 | 6.1677e-16 |  | 1e-05 | 1.6133 | 1.6133
-65.809 | -0.0016133 | 1.6113 | -0.015338 |  | 35.17 | 1.6113 | 2.5962 | 1.592 | 2.5345 | 0.019277 | 1e-05 | 7.0088e-16 |  | 1e-05 | 1.6113 | 1.6113
-65.548 | -0.0016133 | 1.6073 | 0 |  | 35.0421 | 1.6073 | 2.5833 | 1.5897 | 2.5272 | 0.017556 | 1e-05 | 7.9646e-16 |  | 1e-05 | 1.6073 | 1.6073
-65.287 | -0.0016133 | 1.6073 | 0 |  | 34.9143 | 1.6073 | 2.5833 | 1.5874 | 2.5199 | 0.019843 | 1e-05 | 9.0507e-16 |  | 1e-05 | 1.6073 | 1.6073
-65.026 | -0.0016133 | 1.6073 | 0 |  | 34.7865 | 1.6073 | 2.5833 | 1.5851 | 2.5127 | 0.022135 | 1e-05 | 1.0285e-15 |  | 1e-05 | 1.6073 | 1.6073
-64.765 | -0.0016133 | 1.6073 | -0.015338 |  | 34.6586 | 1.6073 | 2.5833 | 1.5828 | 2.5054 | 0.02443 | 1e-05 | 1.1687e-15 |  | 1e-05 | 1.6073 | 1.6073
-64.504 | -0.0016133 | 1.6033 | -0.0076688 |  | 34.5308 | 1.6033 | 2.5705 | 1.5805 | 2.4981 | 0.022728 | 1e-05 | 1.3281e-15 |  | 1e-05 | 1.6033 | 1.6033
-64.243 | -0.0015912 | 1.6013 | -0.0076689 |  | 34.403 | 1.6013 | 2.5641 | 1.5782 | 2.4908 | 0.023032 | 1e-05 | 1.5093e-15 |  | 1e-05 | 1.6013 | 1.6013
-63.982 | -0.0016133 | 1.5993 | -0.007669 |  | 34.2751 | 1.5993 | 2.5577 | 1.5759 | 2.4835 | 0.02334 | 1e-05 | 1.7151e-15 |  | 1e-05 | 1.5993 | 1.5993
-63.721 | -0.0016133 | 1.5973 | -0.015338 |  | 34.1473 | 1.5973 | 2.5513 | 1.5736 | 2.4763 | 0.023653 | 1e-05 | 1.9489e-15 |  | 1e-05 | 1.5973 | 1.5973
-63.46 | -0.0016133 | 1.5933 | -0.0076689 |  | 34.0194 | 1.5933 | 2.5385 | 1.5713 | 2.469 | 0.021969 | 1e-05 | 2.2147e-15 |  | 1e-05 | 1.5933 | 1.5933
-63.199 | -0.0015912 | 1.5913 | -0.0076688 |  | 33.8916 | 1.5913 | 2.5321 | 1.569 | 2.4617 | 0.022292 | 1e-05 | 2.5167e-15 |  | 1e-05 | 1.5913 | 1.5913
-62.938 | -0.0015912 | 1.5893 | 0 |  | 33.7638 | 1.5893 | 2.5257 | 1.5666 | 2.4544 | 0.02262 | 1e-05 | 2.8599e-15 |  | 1e-05 | 1.5893 | 1.5893
-62.677 | -0.0015912 | 1.5893 | -0.0076689 |  | 33.6359 | 1.5893 | 2.5257 | 1.5643 | 2.4471 | 0.024953 | 1e-05 | 3.25e-15 |  | 1e-05 | 1.5893 | 1.5893
-62.416 | -0.0015912 | 1.5873 | -0.015338 |  | 33.5081 | 1.5873 | 2.5194 | 1.562 | 2.4397 | 0.025291 | 1e-05 | 3.6932e-15 |  | 1e-05 | 1.5873 | 1.5873
-62.155 | -0.0015691 | 1.5833 | -0.015338 |  | 33.3802 | 1.5833 | 2.5067 | 1.5596 | 2.4324 | 0.023631 | 1e-05 | 4.1968e-15 |  | 1e-05 | 1.5833 | 1.5833
-61.894 | -0.0015912 | 1.5793 | -0.0076688 |  | 33.2524 | 1.5793 | 2.494 | 1.5573 | 2.4251 | 0.021977 | 1e-05 | 4.7691e-15 |  | 1e-05 | 1.5793 | 1.5793
-61.633 | -0.0015912 | 1.5772 | -0.015338 |  | 33.1246 | 1.5772 | 2.4877 | 1.5549 | 2.4178 | 0.022329 | 1e-05 | 5.4195e-15 |  | 1e-05 | 1.5773 | 1.5772
-61.372 | -0.0015912 | 1.5732 | -0.0076688 |  | 32.9967 | 1.5732 | 2.4751 | 1.5526 | 2.4104 | 0.020684 | 1e-05 | 6.1585e-15 |  | 1e-05 | 1.5733 | 1.5732
-61.111 | -0.0015912 | 1.5712 | -0.0076688 |  | 32.8689 | 1.5712 | 2.4688 | 1.5502 | 2.4031 | 0.021046 | 1e-05 | 6.9983e-15 |  | 1e-05 | 1.5713 | 1.5712
-60.85 | -0.0015691 | 1.5692 | -0.007669 |  | 32.7411 | 1.5692 | 2.4625 | 1.5478 | 2.3958 | 0.021413 | 1e-05 | 7.9527e-15 |  | 1e-05 | 1.5693 | 1.5692
-60.589 | -0.0015691 | 1.5672 | -0.0076688 |  | 32.6132 | 1.5672 | 2.4562 | 1.5455 | 2.3884 | 0.021785 | 1e-05 | 9.0372e-15 |  | 1e-05 | 1.5673 | 1.5672
-60.328 | -0.0015691 | 1.5652 | -0.0076689 |  | 32.4854 | 1.5652 | 2.45 | 1.5431 | 2.3811 | 0.022162 | 1e-05 | 1.027e-14 |  | 1e-05 | 1.5652 | 1.5652
-60.067 | -0.001547 | 1.5632 | -0.015338 |  | 32.3575 | 1.5632 | 2.4437 | 1.5407 | 2.3737 | 0.022544 | 1e-05 | 1.167e-14 |  | 1e-05 | 1.5632 | 1.5632
-59.806 | -0.0015691 | 1.5592 | -0.015338 |  | 32.2297 | 1.5592 | 2.4312 | 1.5383 | 2.3664 | 0.02093 | 1e-05 | 1.3262e-14 |  | 1e-05 | 1.5592 | 1.5592
-59.545 | -0.0015691 | 1.5552 | -0.007669 |  | 32.1019 | 1.5552 | 2.4187 | 1.5359 | 2.359 | 0.019321 | 1e-05 | 1.507e-14 |  | 1e-05 | 1.5552 | 1.5552
-59.284 | -0.001547 | 1.5532 | -0.0076689 |  | 31.974 | 1.5532 | 2.4125 | 1.5335 | 2.3517 | 0.019719 | 1e-05 | 1.7125e-14 |  | 1e-05 | 1.5532 | 1.5532
-59.023 | -0.0015691 | 1.5512 | -0.007669 |  | 31.8462 | 1.5512 | 2.4063 | 1.5311 | 2.3443 | 0.020122 | 1e-05 | 1.946e-14 |  | 1e-05 | 1.5512 | 1.5512
-58.762 | -0.0015691 | 1.5492 | 0 |  | 31.7183 | 1.5492 | 2.4001 | 1.5287 | 2.3369 | 0.020531 | 1e-05 | 2.2114e-14 |  | 1e-05 | 1.5492 | 1.5492
-58.501 | -0.001547 | 1.5492 | -0.007669 |  | 31.5905 | 1.5492 | 2.4001 | 1.5263 | 2.3295 | 0.022946 | 1e-05 | 2.513e-14 |  | 1e-05 | 1.5492 | 1.5492
-58.24 | -0.001547 | 1.5472 | -0.015338 |  | 31.4627 | 1.5472 | 2.3939 | 1.5239 | 2.3221 | 0.023365 | 1e-05 | 2.8557e-14 |  | 1e-05 | 1.5472 | 1.5472
-57.979 | -0.001547 | 1.5432 | -0.0076689 |  | 31.3348 | 1.5432 | 2.3815 | 1.5214 | 2.3148 | 0.021788 | 1e-05 | 3.2451e-14 |  | 1e-05 | 1.5432 | 1.5432
-57.718 | -0.001547 | 1.5412 | -0.015338 |  | 31.207 | 1.5412 | 2.3754 | 1.519 | 2.3074 | 0.022218 | 1e-05 | 3.6877e-14 |  | 1e-05 | 1.5412 | 1.5412
-57.457 | -0.001547 | 1.5372 | -0.015338 |  | 31.0792 | 1.5372 | 2.363 | 1.5166 | 2.3 | 0.020652 | 1e-05 | 4.1905e-14 |  | 1e-05 | 1.5372 | 1.5372
-57.196 | -0.001547 | 1.5332 | -0.007669 |  | 30.9513 | 1.5332 | 2.3507 | 1.5141 | 2.2926 | 0.019091 | 1e-05 | 4.762e-14 |  | 1e-05 | 1.5332 | 1.5332
-56.935 | -0.001547 | 1.5312 | -0.0076689 |  | 30.8235 | 1.5312 | 2.3446 | 1.5117 | 2.2852 | 0.019538 | 1e-05 | 5.4114e-14 |  | 1e-05 | 1.5312 | 1.5312
-56.674 | -0.0015249 | 1.5292 | -0.0076688 |  | 30.6956 | 1.5292 | 2.3385 | 1.5092 | 2.2777 | 0.01999 | 1e-05 | 6.1493e-14 |  | 1e-05 | 1.5292 | 1.5292
-56.413 | -0.0015249 | 1.5272 | -0.015338 |  | 30.5678 | 1.5272 | 2.3324 | 1.5068 | 2.2703 | 0.020447 | 1e-05 | 6.9879e-14 |  | 1e-05 | 1.5272 | 1.5272
-56.152 | -0.0015249 | 1.5232 | -0.015338 |  | 30.44 | 1.5232 | 2.3202 | 1.5043 | 2.2629 | 0.018909 | 1e-05 | 7.9409e-14 |  | 1e-05 | 1.5232 | 1.5232
-55.891 | -0.0015249 | 1.5192 | -0.015338 |  | 30.3121 | 1.5192 | 2.308 | 1.5018 | 2.2555 | 0.017376 | 1e-05 | 9.0237e-14 |  | 1e-05 | 1.5192 | 1.5192
-55.63 | -0.0015249 | 1.5152 | -0.015338 |  | 30.1843 | 1.5152 | 2.2958 | 1.4994 | 2.2481 | 0.015849 | 1e-05 | 1.0254e-13 |  | 1e-05 | 1.5152 | 1.5152
-55.369 | -0.0015249 | 1.5112 | -0.015338 |  | 30.0564 | 1.5112 | 2.2837 | 1.4969 | 2.2406 | 0.014328 | 1e-05 | 1.1653e-13 |  | 1e-05 | 1.5112 | 1.5112
-55.108 | -0.0015249 | 1.5072 | -0.015338 |  | 29.9286 | 1.5072 | 2.2716 | 1.4944 | 2.2332 | 0.012812 | 1e-05 | 1.3242e-13 |  | 1e-05 | 1.5072 | 1.5072
-54.847 | -0.0015028 | 1.5032 | -0.015338 |  | 29.8008 | 1.5032 | 2.2596 | 1.4919 | 2.2257 | 0.011303 | 1e-05 | 1.5048e-13 |  | 1e-05 | 1.5032 | 1.5032
-54.586 | -0.0015028 | 1.4992 | -0.007669 |  | 29.6729 | 1.4992 | 2.2476 | 1.4894 | 2.2183 | 0.009799 | 1e-05 | 1.71e-13 |  | 1e-05 | 1.4992 | 1.4992
-54.325 | -0.0015028 | 1.4972 | -0.015338 |  | 29.5451 | 1.4972 | 2.2416 | 1.4869 | 2.2108 | 0.010303 | 1e-05 | 1.9431e-13 |  | 1e-05 | 1.4972 | 1.4972
-54.064 | -0.0015028 | 1.4932 | -0.015338 |  | 29.4172 | 1.4932 | 2.2296 | 1.4844 | 2.2034 | 0.0088108 | 1e-05 | 2.2081e-13 |  | 1e-05 | 1.4932 | 1.4932
-53.803 | -0.0014807 | 1.4892 | -0.015338 |  | 29.2894 | 1.4892 | 2.2177 | 1.4819 | 2.1959 | 0.0073248 | 0.0066863 | 2.5092e-13 |  | 1e-05 | 1.4959 | 1.4892
-53.542 | -0.0014807 | 1.4852 | -0.015338 |  | 29.1616 | 1.4852 | 2.2057 | 1.4793 | 2.1884 | 0.0058449 | 0.004163 | 2.8514e-13 |  | 1e-05 | 1.4893 | 1.4852
-53.281 | -0.0014807 | 1.4812 | -0.007669 |  | 29.0337 | 1.4812 | 2.1939 | 1.4768 | 2.1809 | 0.004371 | 0.0016337 | 3.2403e-13 |  | 1e-05 | 1.4828 | 1.4812
-53.02 | -0.0015028 | 1.4792 | -0.0076689 |  | 28.9059 | 1.4792 | 2.1879 | 1.4743 | 2.1735 | 0.0049048 | 1e-05 | 3.6822e-13 |  | 1e-05 | 1.4792 | 1.4792
-52.759 | -0.0014807 | 1.4772 | -0.015338 |  | 28.7781 | 1.4772 | 2.182 | 1.4717 | 2.166 | 0.0054448 | 1e-05 | 4.1843e-13 |  | 1e-05 | 1.4772 | 1.4772
-52.498 | -0.0014807 | 1.4732 | 0 |  | 28.6502 | 1.4732 | 2.1702 | 1.4692 | 2.1585 | 0.0039893 | 1e-05 | 4.7549e-13 |  | 1e-05 | 1.4732 | 1.4732
-52.237 | -0.0014807 | 1.4732 | -0.007669 |  | 28.5224 | 1.4732 | 2.1702 | 1.4666 | 2.151 | 0.0065432 | 1e-05 | 5.4033e-13 |  | 1e-05 | 1.4732 | 1.4732
-51.976 | -0.0014586 | 1.4712 | -0.0076688 |  | 28.3945 | 1.4712 | 2.1643 | 1.4641 | 2.1435 | 0.0071018 | 0.010912 | 6.1402e-13 |  | 1e-05 | 1.4821 | 1.4712
-51.715 | -0.0014807 | 1.4692 | -0.023007 |  | 28.2667 | 1.4692 | 2.1584 | 1.4615 | 2.136 | 0.0076668 | 1e-05 | 6.9775e-13 |  | 1e-05 | 1.4692 | 1.4692
-51.454 | -0.0014807 | 1.4632 | -0.007669 |  | 28.1389 | 1.4632 | 2.1408 | 1.4589 | 2.1285 | 0.0042349 | 1e-05 | 7.929e-13 |  | 1e-05 | 1.4632 | 1.4632
-51.193 | -0.0014586 | 1.4612 | -0.0076688 |  | 28.011 | 1.4612 | 2.135 | 1.4563 | 2.1209 | 0.0048126 | 0.0031938 | 9.0103e-13 |  | 1e-05 | 1.4644 | 1.4612
-50.932 | -0.0014807 | 1.4592 | -0.015338 |  | 27.8832 | 1.4592 | 2.1291 | 1.4538 | 2.1134 | 0.0053967 | 1e-05 | 1.0239e-12 |  | 1e-05 | 1.4592 | 1.4592
-50.671 | -0.0014586 | 1.4552 | -0.0076689 |  | 27.7553 | 1.4552 | 2.1175 | 1.4512 | 2.1059 | 0.0039857 | 1e-05 | 1.1635e-12 |  | 1e-05 | 1.4552 | 1.4552
-50.41 | -0.0014586 | 1.4532 | -0.015338 |  | 27.6275 | 1.4532 | 2.1116 | 1.4486 | 2.0983 | 0.0045829 | 1e-05 | 1.3222e-12 |  | 1e-05 | 1.4532 | 1.4532
-50.149 | -0.0014365 | 1.4491 | -0.015338 |  | 27.4997 | 1.4491 | 2.1 | 1.446 | 2.0908 | 0.003185 | 0.014829 | 1.5025e-12 |  | 1e-05 | 1.464 | 1.4491
-49.888 | -0.0014586 | 1.4451 | -0.0076689 |  | 27.3718 | 1.4451 | 2.0884 | 1.4434 | 2.0833 | 0.0017938 | 1e-05 | 1.7074e-12 |  | 1e-05 | 1.4452 | 1.4451
-49.627 | -0.0014586 | 1.4431 | -0.015338 |  | 27.244 | 1.4431 | 2.0827 | 1.4407 | 2.0757 | 0.0024108 | 1e-05 | 1.9402e-12 |  | 1e-05 | 1.4432 | 1.4431
-49.366 | -0.0014365 | 1.4391 | -0.0076689 |  | 27.1162 | 1.4391 | 2.0711 | 1.4381 | 2.0682 | 0.001033 | 0.0069733 | 2.2048e-12 |  | 1e-05 | 1.4461 | 1.4391
-49.105 | -0.0014365 | 1.4371 | -0.007669 |  | 26.9883 | 1.4371 | 2.0654 | 1.4355 | 2.0606 | 0.0016635 | 0.0043412 | 2.5055e-12 |  | 1e-05 | 1.4415 | 1.4371
-48.844 | -0.0014365 | 1.4351 | 0 |  | 26.8605 | 1.4351 | 2.0596 | 1.4328 | 2.053 | 0.0023009 | 0.0017023 | 2.8472e-12 |  | 1e-05 | 1.4368 | 1.4351
-48.583 | -0.0014365 | 1.4351 | -0.0076689 |  | 26.7326 | 1.4351 | 2.0596 | 1.4302 | 2.0454 | 0.0049467 | 1e-05 | 3.2355e-12 |  | 1e-05 | 1.4351 | 1.4351
-48.322 | -0.0014365 | 1.4331 | -0.015338 |  | 26.6048 | 1.4331 | 2.0539 | 1.4275 | 2.0379 | 0.0055979 | 1e-05 | 3.6767e-12 |  | 1e-05 | 1.4331 | 1.4331
-48.061 | -0.0014365 | 1.4291 | 0 |  | 26.477 | 1.4291 | 2.0424 | 1.4249 | 2.0303 | 0.0042544 | 1e-05 | 4.1781e-12 |  | 1e-05 | 1.4291 | 1.4291
-47.8 | -0.0014365 | 1.4291 | -0.007669 |  | 26.3491 | 1.4291 | 2.0424 | 1.4222 | 2.0227 | 0.0069211 | 1e-05 | 4.7478e-12 |  | 1e-05 | 1.4291 | 1.4291
-47.539 | -0.0014365 | 1.4271 | -0.015338 |  | 26.2213 | 1.4271 | 2.0367 | 1.4195 | 2.0151 | 0.0075933 | 1e-05 | 5.3953e-12 |  | 1e-05 | 1.4271 | 1.4271
-47.278 | -0.0014365 | 1.4231 | -0.0076689 |  | 26.0934 | 1.4231 | 2.0253 | 1.4169 | 2.0075 | 0.0062711 | 1e-05 | 6.131e-12 |  | 1e-05 | 1.4231 | 1.4231
-47.017 | -0.0014365 | 1.4211 | -0.007669 |  | 25.9656 | 1.4211 | 2.0196 | 1.4142 | 1.9999 | 0.0069576 | 1e-05 | 6.9671e-12 |  | 1e-05 | 1.4211 | 1.4211
-46.756 | -0.0014144 | 1.4191 | -0.0076689 |  | 25.8378 | 1.4191 | 2.0139 | 1.4115 | 1.9923 | 0.0076514 | 0.0023566 | 7.9172e-12 |  | 1e-05 | 1.4215 | 1.4191
-46.495 | -0.0014365 | 1.4171 | -0.007669 |  | 25.7099 | 1.4171 | 2.0082 | 1.4088 | 1.9846 | 0.0083525 | 1e-05 | 8.9969e-12 |  | 1e-05 | 1.4171 | 1.4171
-46.234 | -0.0014144 | 1.4151 | -0.015338 |  | 25.5821 | 1.4151 | 2.0026 | 1.4061 | 1.977 | 0.0090609 | 1e-05 | 1.0224e-11 |  | 1e-05 | 1.4151 | 1.4151
-45.973 | -0.0013923 | 1.4111 | -0.015338 |  | 25.4543 | 1.4111 | 1.9913 | 1.4033 | 1.9694 | 0.0077751 | 0.016244 | 1.1618e-11 |  | 1e-05 | 1.4274 | 1.4111
-45.712 | -0.0014144 | 1.4071 | -0.023007 |  | 25.3264 | 1.4071 | 1.98 | 1.4006 | 1.9617 | 0.0064968 | 1e-05 | 1.3202e-11 |  | 1e-05 | 1.4071 | 1.4071
-45.451 | -0.0014144 | 1.4011 | -0.0076688 |  | 25.1986 | 1.4011 | 1.9631 | 1.3979 | 1.9541 | 0.0032245 | 1e-05 | 1.5003e-11 |  | 1e-05 | 1.4011 | 1.4011
-45.19 | -0.0014144 | 1.3991 | -0.023007 |  | 25.0707 | 1.3991 | 1.9575 | 1.3951 | 1.9464 | 0.0039629 | 1e-05 | 1.7049e-11 |  | 1e-05 | 1.3991 | 1.3991
-44.929 | -0.0014144 | 1.3931 | -0.015338 |  | 24.9429 | 1.3931 | 1.9407 | 1.3924 | 1.9388 | 0.00070571 | 1e-05 | 1.9374e-11 |  | 1e-05 | 1.3931 | 1.3931
-44.668 | -0.0013923 | 1.3891 | -0.0076689 |  | 24.8151 | 1.3891 | 1.9296 | 1.3896 | 1.9311 | 0.00054211 | 0.0025437 | 2.2016e-11 |  | 1e-05 | 1.3916 | 1.3891
-44.407 | -0.0013923 | 1.3871 | -0.0076688 |  | 24.6872 | 1.3871 | 1.924 | 1.3869 | 1.9234 | 0.00021937 | 1e-05 | 2.5018e-11 |  | 1e-05 | 1.3871 | 1.3871
-44.146 | -0.0013702 | 1.3851 | -0.015338 |  | 24.5594 | 1.3851 | 1.9185 | 1.3841 | 1.9158 | 0.0009887 | 0.019027 | 2.8429e-11 |  | 1e-05 | 1.4041 | 1.3851
-43.885 | -0.0013923 | 1.3811 | -0.015338 |  | 24.4315 | 1.3811 | 1.9074 | 1.3813 | 1.9081 | 0.00023566 | 1e-05 | 3.2306e-11 |  | 1e-05 | 1.3811 | 1.3811
-43.624 | -0.0013702 | 1.3771 | -0.015338 |  | 24.3037 | 1.3771 | 1.8964 | 1.3785 | 1.9004 | 0.0014521 | 0.013462 | 3.6712e-11 |  | 1e-05 | 1.3906 | 1.3771
-43.363 | -0.0013702 | 1.3731 | -0.0076689 |  | 24.1759 | 1.3731 | 1.8854 | 1.3757 | 1.8927 | 0.0026605 | 0.010667 | 4.1718e-11 |  | 1e-05 | 1.3838 | 1.3731
-43.102 | -0.0013702 | 1.3711 | -0.015338 |  | 24.048 | 1.3711 | 1.8799 | 1.3729 | 1.885 | 0.0018593 | 0.007864 | 4.7407e-11 |  | 1e-05 | 1.3789 | 1.3711
-42.841 | -0.0013923 | 1.3671 | -0.007669 |  | 23.9202 | 1.3671 | 1.8689 | 1.3701 | 1.8773 | 0.0030515 | 1e-05 | 5.3872e-11 |  | 1e-05 | 1.3671 | 1.3671
-42.58 | -0.0013702 | 1.3651 | -0.0076688 |  | 23.7924 | 1.3651 | 1.8634 | 1.3673 | 1.8696 | 0.002234 | 0.0022339 | 6.1219e-11 |  | 1e-05 | 1.3673 | 1.3651
-42.319 | -0.0013702 | 1.3631 | 0 |  | 23.6645 | 1.3631 | 1.858 | 1.3645 | 1.8618 | 0.0014081 | 1e-05 | 6.9567e-11 |  | 1e-05 | 1.3631 | 1.3631
-42.058 | -0.0013702 | 1.3631 | -0.007669 |  | 23.5367 | 1.3631 | 1.858 | 1.3617 | 1.8541 | 0.0014277 | 1e-05 | 7.9054e-11 |  | 1e-05 | 1.3631 | 1.3631
-41.797 | -0.0013702 | 1.3611 | -0.015338 |  | 23.4088 | 1.3611 | 1.8525 | 1.3588 | 1.8464 | 0.0022703 | 1e-05 | 8.9835e-11 |  | 1e-05 | 1.3611 | 1.3611
-41.536 | -0.0013481 | 1.3571 | -0.015338 |  | 23.281 | 1.3571 | 1.8417 | 1.356 | 1.8386 | 0.0011198 | 0.012891 | 1.0209e-10 |  | 1e-05 | 1.37 | 1.3571
-41.275 | -0.0013481 | 1.3531 | -0.015338 |  | 23.1532 | 1.3531 | 1.8308 | 1.3531 | 1.8309 | 2.2118e-05 | 0.01003 | 1.1601e-10 |  | 1e-05 | 1.3631 | 1.3531
-41.014 | -0.0013702 | 1.3491 | -0.015338 |  | 23.0253 | 1.3491 | 1.82 | 1.3502 | 1.8231 | 0.0011554 | 1e-05 | 1.3183e-10 |  | 1e-05 | 1.3491 | 1.3491
-40.753 | -0.0013702 | 1.3451 | -0.015338 |  | 22.8975 | 1.3451 | 1.8092 | 1.3473 | 1.8153 | 0.00228 | 1e-05 | 1.498e-10 |  | 1e-05 | 1.3451 | 1.3451
-40.492 | -0.0013481 | 1.3411 | -0.0076689 |  | 22.7696 | 1.3411 | 1.7984 | 1.3445 | 1.8076 | 0.0033958 | 0.0013943 | 1.7023e-10 |  | 1e-05 | 1.3425 | 1.3411
-40.231 | -0.001326 | 1.3391 | -0.0076689 |  | 22.6418 | 1.3391 | 1.7931 | 1.3416 | 1.7998 | 0.0025012 | 0.020515 | 1.9345e-10 |  | 1e-05 | 1.3596 | 1.3391
-39.97 | -0.0013481 | 1.3371 | -0.0076688 |  | 22.514 | 1.3371 | 1.7877 | 1.3387 | 1.792 | 0.0015976 | 1e-05 | 2.1983e-10 |  | 1e-05 | 1.3371 | 1.3371
-39.709 | -0.001326 | 1.3351 | -0.023007 |  | 22.3861 | 1.3351 | 1.7824 | 1.3357 | 1.7842 | 0.00068502 | 0.014696 | 2.498e-10 |  | 1e-05 | 1.3498 | 1.3351
-39.448 | -0.001326 | 1.3291 | -0.015338 |  | 22.2583 | 1.3291 | 1.7664 | 1.3328 | 1.7764 | 0.0037666 | 0.011773 | 2.8387e-10 |  | 1e-05 | 1.3408 | 1.3291
-39.187 | -0.001326 | 1.325 | -0.0076688 |  | 22.1305 | 1.325 | 1.7558 | 1.3299 | 1.7686 | 0.0048373 | 0.0088404 | 3.2258e-10 |  | 1e-05 | 1.3339 | 1.325
-38.926 | -0.0013481 | 1.323 | 0 |  | 22.0026 | 1.323 | 1.7505 | 1.3269 | 1.7608 | 0.0038972 | 1e-05 | 3.6657e-10 |  | 1e-05 | 1.3231 | 1.323
-38.665 | -0.001326 | 1.323 | -0.015338 |  | 21.8748 | 1.323 | 1.7505 | 1.324 | 1.753 | 0.0009462 | 0.0029478 | 4.1656e-10 |  | 1e-05 | 1.326 | 1.323
-38.404 | -0.001326 | 1.319 | -0.007669 |  | 21.7469 | 1.319 | 1.7399 | 1.321 | 1.7451 | 0.0019889 | 1e-05 | 4.7337e-10 |  | 1e-05 | 1.3191 | 1.319
-38.143 | -0.0013039 | 1.317 | -0.0076688 |  | 21.6191 | 1.317 | 1.7346 | 1.3181 | 1.7373 | 0.0010206 | 0.019035 | 5.3792e-10 |  | 1e-05 | 1.3361 | 1.317
-37.882 | -0.001326 | 1.315 | -0.0076688 |  | 21.4913 | 1.315 | 1.7293 | 1.3151 | 1.7294 | 4.2663e-05 | 1e-05 | 6.1128e-10 |  | 1e-05 | 1.3151 | 1.315
-37.621 | -0.001326 | 1.313 | -0.015338 |  | 21.3634 | 1.313 | 1.7241 | 1.3121 | 1.7216 | 0.00094496 | 1e-05 | 6.9464e-10 |  | 1e-05 | 1.313 | 1.313
-37.36 | -0.001326 | 1.309 | -0.015338 |  | 21.2356 | 1.309 | 1.7136 | 1.3091 | 1.7137 | 5.9275e-05 | 1e-05 | 7.8936e-10 |  | 1e-05 | 1.309 | 1.309
-37.099 | -0.0013039 | 1.305 | -0.007669 |  | 21.1077 | 1.305 | 1.7031 | 1.3061 | 1.7059 | 0.0010536 | 0.0070584 | 8.9701e-10 |  | 1e-05 | 1.3121 | 1.305
-36.838 | -0.0013039 | 1.303 | -0.0076689 |  | 20.9799 | 1.303 | 1.6979 | 1.3031 | 1.698 | 3.6459e-05 | 0.0040396 | 1.0193e-09 |  | 1e-05 | 1.3071 | 1.303
-36.577 | -0.0013039 | 1.301 | -0.015338 |  | 20.8521 | 1.301 | 1.6927 | 1.3 | 1.6901 | 0.00099077 | 0.0010108 | 1.1583e-09 |  | 1e-05 | 1.302 | 1.301
-36.316 | -0.0013039 | 1.297 | -0.015338 |  | 20.7242 | 1.297 | 1.6823 | 1.297 | 1.6822 | 2.6512e-05 | 1e-05 | 1.3163e-09 |  | 1e-05 | 1.297 | 1.297
-36.055 | -0.0013039 | 1.293 | -0.015338 |  | 20.5964 | 1.293 | 1.6719 | 1.294 | 1.6743 | 0.00092747 | 1e-05 | 1.4958e-09 |  | 1e-05 | 1.293 | 1.293
-35.794 | -0.0012818 | 1.289 | -0.015338 |  | 20.4686 | 1.289 | 1.6616 | 1.2909 | 1.6664 | 0.0018711 | 0.013881 | 1.6998e-09 |  | 1e-05 | 1.3029 | 1.289
-35.533 | -0.0013039 | 1.285 | -0.015338 |  | 20.3407 | 1.285 | 1.6513 | 1.2878 | 1.6585 | 0.0028044 | 1e-05 | 1.9316e-09 |  | 1e-05 | 1.285 | 1.285
-35.272 | -0.0012818 | 1.281 | -0.015338 |  | 20.2129 | 1.281 | 1.641 | 1.2847 | 1.6506 | 0.0037271 | 0.0077302 | 2.195e-09 |  | 1e-05 | 1.2887 | 1.281
-35.011 | -0.0012818 | 1.277 | -0.015338 |  | 20.085 | 1.277 | 1.6308 | 1.2817 | 1.6426 | 0.0046392 | 0.0046392 | 2.4943e-09 |  | 1e-05 | 1.2817 | 1.277
-34.75 | -0.0012818 | 1.273 | -0.023007 |  | 19.9572 | 1.273 | 1.6205 | 1.2785 | 1.6347 | 0.0055405 | 0.0015373 | 2.8345e-09 |  | 1e-05 | 1.2745 | 1.273
-34.489 | -0.0012818 | 1.267 | -0.007669 |  | 19.8294 | 1.267 | 1.6053 | 1.2754 | 1.6267 | 0.0084326 | 1e-05 | 3.221e-09 |  | 1e-05 | 1.267 | 1.267
-34.228 | -0.0012597 | 1.265 | -0.023007 |  | 19.7015 | 1.265 | 1.6002 | 1.2723 | 1.6188 | 0.0073106 | 0.017319 | 3.6603e-09 |  | 1e-05 | 1.2823 | 1.265
-33.967 | -0.0012597 | 1.259 | -0.015338 |  | 19.5737 | 1.259 | 1.5851 | 1.2692 | 1.6108 | 0.010181 | 0.014184 | 4.1594e-09 |  | 1e-05 | 1.2732 | 1.259
-33.706 | -0.0012597 | 1.255 | -0.015338 |  | 19.4458 | 1.255 | 1.575 | 1.266 | 1.6028 | 0.011038 | 0.011038 | 4.7266e-09 |  | 1e-05 | 1.266 | 1.255
-33.445 | -0.0012597 | 1.251 | -0.015338 |  | 19.318 | 1.251 | 1.565 | 1.2629 | 1.5949 | 0.011884 | 0.0078809 | 5.3712e-09 |  | 1e-05 | 1.2589 | 1.251
-33.184 | -0.0012376 | 1.247 | -0.015338 |  | 19.1902 | 1.247 | 1.555 | 1.2597 | 1.5869 | 0.012719 | 0.02673 | 6.1037e-09 |  | 1e-05 | 1.2737 | 1.247
-32.923 | -0.0012597 | 1.243 | -0.0076688 |  | 19.0623 | 1.243 | 1.545 | 1.2565 | 1.5789 | 0.013542 | 0.0015323 | 6.936e-09 |  | 1e-05 | 1.2445 | 1.243
-32.662 | -0.0012376 | 1.241 | -0.015338 |  | 18.9345 | 1.241 | 1.54 | 1.2533 | 1.5708 | 0.012352 | 0.020358 | 7.8819e-09 |  | 1e-05 | 1.2613 | 1.241
-32.401 | -0.0012376 | 1.237 | -0.015338 |  | 18.8067 | 1.237 | 1.5301 | 1.2501 | 1.5628 | 0.013151 | 0.017155 | 8.9567e-09 |  | 1e-05 | 1.2541 | 1.237
-32.14 | -0.0012376 | 1.233 | -0.0076689 |  | 18.6788 | 1.233 | 1.5202 | 1.2469 | 1.5548 | 0.013939 | 0.013939 | 1.0178e-08 |  | 1e-05 | 1.2469 | 1.233
-31.879 | -0.0012376 | 1.231 | 0 |  | 18.551 | 1.231 | 1.5153 | 1.2437 | 1.5468 | 0.012714 | 0.010712 | 1.1566e-08 |  | 1e-05 | 1.2417 | 1.231
-31.618 | -0.0012376 | 1.231 | -0.015338 |  | 18.4231 | 1.231 | 1.5153 | 1.2404 | 1.5387 | 0.0094741 | 0.0074725 | 1.3143e-08 |  | 1e-05 | 1.2384 | 1.231
-31.357 | -0.0012376 | 1.227 | -0.007669 |  | 18.2953 | 1.227 | 1.5055 | 1.2372 | 1.5307 | 0.010226 | 0.0042207 | 1.4936e-08 |  | 1e-05 | 1.2312 | 1.227
-31.096 | -0.0012155 | 1.225 | -0.015338 |  | 18.1675 | 1.225 | 1.5006 | 1.2339 | 1.5226 | 0.008963 | 0.022974 | 1.6973e-08 |  | 1e-05 | 1.2479 | 1.225
-30.835 | -0.0012155 | 1.221 | -0.0076689 |  | 18.0396 | 1.221 | 1.4908 | 1.2307 | 1.5145 | 0.0096895 | 0.019698 | 1.9287e-08 |  | 1e-05 | 1.2407 | 1.221
-30.574 | -0.0012376 | 1.219 | -0.007669 |  | 17.9118 | 1.219 | 1.4859 | 1.2274 | 1.5064 | 0.0084018 | 1e-05 | 2.1917e-08 |  | 1e-05 | 1.219 | 1.219
-30.313 | -0.0012376 | 1.217 | -0.0076689 |  | 17.7839 | 1.217 | 1.481 | 1.2241 | 1.4983 | 0.0071013 | 1e-05 | 2.4906e-08 |  | 1e-05 | 1.217 | 1.217
-30.052 | -0.0012155 | 1.215 | -0.015338 |  | 17.6561 | 1.215 | 1.4761 | 1.2207 | 1.4902 | 0.0057878 | 0.0097911 | 2.8302e-08 |  | 1e-05 | 1.2248 | 1.215
-29.791 | -0.0012155 | 1.211 | -0.015338 |  | 17.5283 | 1.211 | 1.4664 | 1.2174 | 1.4821 | 0.0064629 | 0.0064629 | 3.2162e-08 |  | 1e-05 | 1.2174 | 1.211
-29.53 | -0.0011934 | 1.207 | -0.015338 |  | 17.4004 | 1.207 | 1.4567 | 1.2141 | 1.474 | 0.0071247 | 0.025139 | 3.6548e-08 |  | 1e-05 | 1.2321 | 1.207
-29.269 | -0.0012155 | 1.203 | -0.023007 |  | 17.2726 | 1.203 | 1.4471 | 1.2107 | 1.4659 | 0.007773 | 1e-05 | 4.1532e-08 |  | 1e-05 | 1.203 | 1.203
-29.008 | -0.0012155 | 1.1969 | -0.023007 |  | 17.1447 | 1.1969 | 1.4327 | 1.2074 | 1.4577 | 0.010409 | 1e-05 | 4.7196e-08 |  | 1e-05 | 1.197 | 1.1969
-28.747 | -0.0012155 | 1.1909 | -0.015338 |  | 17.0169 | 1.1909 | 1.4183 | 1.204 | 1.4496 | 0.013032 | 1e-05 | 5.3632e-08 |  | 1e-05 | 1.191 | 1.1909
-28.486 | -0.0011934 | 1.1869 | -0.015338 |  | 16.8891 | 1.1869 | 1.4088 | 1.2006 | 1.4414 | 0.013639 | 0.011638 | 6.0946e-08 |  | 1e-05 | 1.1986 | 1.1869
-28.225 | -0.0011713 | 1.1829 | -0.015338 |  | 16.7612 | 1.1829 | 1.3993 | 1.1972 | 1.4332 | 0.014233 | 0.030245 | 6.9257e-08 |  | 1e-05 | 1.2132 | 1.1829
-27.964 | -0.0011713 | 1.1789 | -0.023007 |  | 16.6334 | 1.1789 | 1.3899 | 1.1937 | 1.425 | 0.014812 | 0.026821 | 7.8701e-08 |  | 1e-05 | 1.2058 | 1.1789
-27.703 | -0.0011713 | 1.1729 | -0.023007 |  | 16.5056 | 1.1729 | 1.3758 | 1.1903 | 1.4168 | 0.017378 | 0.023383 | 8.9434e-08 |  | 1e-05 | 1.1963 | 1.1729
-27.442 | -0.0011713 | 1.1669 | -0.023007 |  | 16.3777 | 1.1669 | 1.3617 | 1.1869 | 1.4086 | 0.01993 | 0.01993 | 1.0163e-07 |  | 1e-05 | 1.1869 | 1.1669
-27.181 | -0.0011713 | 1.1609 | -0.015338 |  | 16.2499 | 1.1609 | 1.3477 | 1.1834 | 1.4004 | 0.022467 | 0.016462 | 1.1549e-07 |  | 1e-05 | 1.1774 | 1.1609
-26.92 | -0.0011713 | 1.1569 | -0.0076689 |  | 16.122 | 1.1569 | 1.3385 | 1.1799 | 1.3922 | 0.022988 | 0.01298 | 1.3124e-07 |  | 1e-05 | 1.1699 | 1.1569
-26.659 | -0.0011492 | 1.1549 | -0.007669 |  | 15.9942 | 1.1549 | 1.3338 | 1.1764 | 1.3839 | 0.021492 | 0.0315 | 1.4913e-07 |  | 1e-05 | 1.1864 | 1.1549
-26.398 | -0.0011492 | 1.1529 | -0.015338 |  | 15.8664 | 1.1529 | 1.3292 | 1.1729 | 1.3757 | 0.019981 | 0.027987 | 1.6947e-07 |  | 1e-05 | 1.1809 | 1.1529
-26.137 | -0.0011492 | 1.1489 | -0.015338 |  | 15.7385 | 1.1489 | 1.32 | 1.1694 | 1.3674 | 0.020456 | 0.024459 | 1.9258e-07 |  | 1e-05 | 1.1734 | 1.1489
-25.876 | -0.0011492 | 1.1449 | -0.015338 |  | 15.6107 | 1.1449 | 1.3108 | 1.1658 | 1.3591 | 0.020915 | 0.020915 | 2.1885e-07 |  | 1e-05 | 1.1658 | 1.1449
-25.615 | -0.0011492 | 1.1409 | -0.015338 |  | 15.4828 | 1.1409 | 1.3017 | 1.1623 | 1.3509 | 0.021358 | 0.017355 | 2.4869e-07 |  | 1e-05 | 1.1583 | 1.1409
-25.354 | -0.0011492 | 1.1369 | -0.015338 |  | 15.355 | 1.1369 | 1.2925 | 1.1587 | 1.3426 | 0.021786 | 0.013779 | 2.826e-07 |  | 1e-05 | 1.1507 | 1.1369
-25.093 | -0.0011492 | 1.1329 | -0.015338 |  | 15.2272 | 1.1329 | 1.2835 | 1.1551 | 1.3342 | 0.022197 | 0.010187 | 3.2114e-07 |  | 1e-05 | 1.1431 | 1.1329
-24.832 | -0.0011271 | 1.1289 | -0.015338 |  | 15.0993 | 1.1289 | 1.2744 | 1.1515 | 1.3259 | 0.022592 | 0.028597 | 3.6494e-07 |  | 1e-05 | 1.1575 | 1.1289
-24.571 | -0.0011271 | 1.1249 | -0.015338 |  | 14.9715 | 1.1249 | 1.2654 | 1.1479 | 1.3176 | 0.02297 | 0.024971 | 4.147e-07 |  | 1e-05 | 1.1499 | 1.1249
-24.31 | -0.0011271 | 1.1209 | -0.015338 |  | 14.8437 | 1.1209 | 1.2564 | 1.1442 | 1.3092 | 0.023331 | 0.02133 | 4.7125e-07 |  | 1e-05 | 1.1422 | 1.1209
-24.049 | -0.0011271 | 1.1169 | -0.015338 |  | 14.7158 | 1.1169 | 1.2474 | 1.1406 | 1.3009 | 0.023675 | 0.01767 | 5.3552e-07 |  | 1e-05 | 1.1346 | 1.1169
-23.788 | -0.001105 | 1.1129 | -0.015338 |  | 14.588 | 1.1129 | 1.2385 | 1.1369 | 1.2925 | 0.024002 | 0.036012 | 6.0855e-07 |  | 1e-05 | 1.1489 | 1.1129
-23.527 | -0.001105 | 1.1089 | -0.0076689 |  | 14.4601 | 1.1089 | 1.2296 | 1.1332 | 1.2841 | 0.024311 | 0.032318 | 6.9153e-07 |  | 1e-05 | 1.1412 | 1.1089
-23.266 | -0.001105 | 1.1069 | -0.015338 |  | 14.3323 | 1.1069 | 1.2252 | 1.1295 | 1.2757 | 0.022601 | 0.028606 | 7.8584e-07 |  | 1e-05 | 1.1355 | 1.1069
-23.005 | -0.001105 | 1.1029 | -0.015338 |  | 14.2045 | 1.1029 | 1.2163 | 1.1257 | 1.2673 | 0.022874 | 0.024876 | 8.93e-07 |  | 1e-05 | 1.1277 | 1.1029
-22.744 | -0.001105 | 1.0989 | -0.015338 |  | 14.0766 | 1.0989 | 1.2075 | 1.122 | 1.2589 | 0.023129 | 0.021128 | 1.0148e-06 |  | 1e-05 | 1.12 | 1.0989
-22.483 | -0.001105 | 1.0949 | -0.0076689 |  | 13.9488 | 1.0949 | 1.1987 | 1.1182 | 1.2504 | 0.023366 | 0.017361 | 1.1532e-06 |  | 1e-05 | 1.1122 | 1.0949
-22.222 | -0.001105 | 1.0929 | -0.0076689 |  | 13.8209 | 1.0929 | 1.1944 | 1.1144 | 1.242 | 0.021582 | 0.013576 | 1.3104e-06 |  | 1e-05 | 1.1064 | 1.0929
-21.961 | -0.001105 | 1.0909 | -0.015338 |  | 13.6931 | 1.0909 | 1.19 | 1.1106 | 1.2335 | 0.019779 | 0.0097712 | 1.4891e-06 |  | 1e-05 | 1.1006 | 1.0909
-21.7 | -0.0010829 | 1.0869 | -0.015338 |  | 13.5653 | 1.0869 | 1.1813 | 1.1068 | 1.225 | 0.019958 | 0.027965 | 1.6922e-06 |  | 1e-05 | 1.1148 | 1.0869
-21.439 | -0.0010829 | 1.0829 | -0.015338 |  | 13.4374 | 1.0829 | 1.1726 | 1.103 | 1.2166 | 0.020118 | 0.024121 | 1.923e-06 |  | 1e-05 | 1.107 | 1.0829
-21.178 | -0.0010829 | 1.0789 | -0.015338 |  | 13.3096 | 1.0789 | 1.1639 | 1.0991 | 1.208 | 0.020257 | 0.020257 | 2.1852e-06 |  | 1e-05 | 1.0991 | 1.0789
-20.917 | -0.0010829 | 1.0749 | -0.015338 |  | 13.1818 | 1.0749 | 1.1553 | 1.0952 | 1.1995 | 0.020377 | 0.016373 | 2.4832e-06 |  | 1e-05 | 1.0912 | 1.0749
-20.656 | -0.0010829 | 1.0708 | -0.023007 |  | 13.0539 | 1.0708 | 1.1467 | 1.0913 | 1.191 | 0.020476 | 0.012469 | 2.8218e-06 |  | 1e-05 | 1.0833 | 1.0709
-20.395 | -0.0010608 | 1.0648 | -0.007669 |  | 12.9261 | 1.0648 | 1.1339 | 1.0874 | 1.1824 | 0.022555 | 0.030561 | 3.2066e-06 |  | 1e-05 | 1.0954 | 1.0648
-20.134 | -0.0010608 | 1.0628 | -0.015338 |  | 12.7982 | 1.0628 | 1.1296 | 1.0835 | 1.1739 | 0.02061 | 0.026615 | 3.6439e-06 |  | 1e-05 | 1.0895 | 1.0628
-19.873 | -0.0010608 | 1.0588 | -0.015338 |  | 12.6704 | 1.0588 | 1.1211 | 1.0795 | 1.1653 | 0.020645 | 0.022647 | 4.1408e-06 |  | 1e-05 | 1.0815 | 1.0588
-19.612 | -0.0010608 | 1.0548 | -0.015338 |  | 12.5426 | 1.0548 | 1.1127 | 1.0755 | 1.1567 | 0.020659 | 0.018657 | 4.7055e-06 |  | 1e-05 | 1.0735 | 1.0548
-19.351 | -0.0010608 | 1.0508 | -0.015338 |  | 12.4147 | 1.0508 | 1.1042 | 1.0715 | 1.1481 | 0.02065 | 0.014645 | 5.3472e-06 |  | 1e-05 | 1.0655 | 1.0508
-19.09 | -0.0010387 | 1.0468 | -0.015338 |  | 12.2869 | 1.0468 | 1.0959 | 1.0674 | 1.1394 | 0.020619 | 0.032628 | 6.0764e-06 |  | 1e-05 | 1.0795 | 1.0468
-18.829 | -0.0010608 | 1.0428 | -0.015338 |  | 12.159 | 1.0428 | 1.0875 | 1.0634 | 1.1308 | 0.020564 | 0.0065534 | 6.905e-06 |  | 1e-05 | 1.0494 | 1.0428
-18.568 | -0.0010387 | 1.0388 | -0.015338 |  | 12.0312 | 1.0388 | 1.0792 | 1.0593 | 1.1221 | 0.020487 | 0.02449 | 7.8467e-06 |  | 1e-05 | 1.0633 | 1.0388
-18.307 | -0.0010387 | 1.0348 | -0.015338 |  | 11.9034 | 1.0348 | 1.0709 | 1.0552 | 1.1135 | 0.020386 | 0.020386 | 8.9167e-06 |  | 1e-05 | 1.0552 | 1.0348
-18.046 | -0.0010387 | 1.0308 | -0.015338 |  | 11.7755 | 1.0308 | 1.0626 | 1.0511 | 1.1048 | 0.02026 | 0.016257 | 1.0133e-05 |  | 1e-05 | 1.0471 | 1.0308
-17.785 | -0.0010387 | 1.0268 | -0.0076689 |  | 11.6477 | 1.0268 | 1.0543 | 1.0469 | 1.096 | 0.020111 | 0.012104 | 1.1514e-05 |  | 1e-05 | 1.0389 | 1.0268
-17.524 | -0.0010166 | 1.0248 | -0.023007 |  | 11.5199 | 1.0248 | 1.0502 | 1.0427 | 1.0873 | 0.017934 | 0.029944 | 1.3085e-05 |  | 1e-05 | 1.0548 | 1.0248
-17.263 | -0.0010166 | 1.0188 | -0.015338 |  | 11.392 | 1.0188 | 1.038 | 1.0385 | 1.0786 | 0.019736 | 0.025741 | 1.4869e-05 |  | 1e-05 | 1.0445 | 1.0188
-17.002 | -0.0010166 | 1.0148 | -0.015338 |  | 11.2642 | 1.0148 | 1.0298 | 1.0343 | 1.0698 | 0.01951 | 0.021512 | 1.6897e-05 |  | 1e-05 | 1.0363 | 1.0148
-16.741 | -0.0010166 | 1.0108 | -0.015338 |  | 11.1363 | 1.0108 | 1.0217 | 1.0301 | 1.061 | 0.019258 | 0.017257 | 1.9201e-05 |  | 1e-05 | 1.0281 | 1.0108
-16.48 | -0.0010166 | 1.0068 | -0.015338 |  | 11.0085 | 1.0068 | 1.0136 | 1.0258 | 1.0522 | 0.01898 | 0.012975 | 2.1819e-05 |  | 1e-05 | 1.0198 | 1.0068
-16.219 | -0.0010166 | 1.0028 | -0.015338 |  | 10.8807 | 1.0028 | 1.0056 | 1.0215 | 1.0434 | 0.018674 | 0.0086658 | 2.4795e-05 |  | 1e-05 | 1.0115 | 1.0028
-15.958 | -0.0009945 | 0.99879 | -0.015338 |  | 10.7528 | 0.99879 | 0.99758 | 1.0171 | 1.0346 | 0.01834 | 0.026347 | 2.8176e-05 |  | 1e-05 | 1.0251 | 0.99882
-15.697 | -0.0009945 | 0.99479 | -0.015338 |  | 10.625 | 0.99479 | 0.9896 | 1.0128 | 1.0257 | 0.017979 | 0.021982 | 3.2019e-05 |  | 1e-05 | 1.0168 | 0.99482
-15.436 | -0.0009945 | 0.99078 | -0.015338 |  | 10.4971 | 0.99078 | 0.98165 | 1.0084 | 1.0168 | 0.017588 | 0.017588 | 3.6385e-05 |  | 1e-05 | 1.0084 | 0.99082
-15.175 | -0.0009945 | 0.98678 | -0.023007 |  | 10.3693 | 0.98678 | 0.97374 | 1.0039 | 1.0079 | 0.017169 | 0.013165 | 4.1347e-05 |  | 1e-05 | 0.99995 | 0.98682
-14.914 | -0.0009945 | 0.98078 | -0.023007 |  | 10.2415 | 0.98078 | 0.96192 | 0.9995 | 0.99899 | 0.018721 | 0.0087128 | 4.6985e-05 |  | 1e-05 | 0.98949 | 0.98082
-14.653 | -0.0009724 | 0.97477 | -0.015338 |  | 10.1136 | 0.97477 | 0.95018 | 0.99501 | 0.99005 | 0.020242 | 0.026247 | 5.3392e-05 |  | 1e-05 | 1.001 | 0.97483
-14.392 | -0.0009724 | 0.97077 | -0.023007 |  | 9.9858 | 0.97077 | 0.94239 | 0.9905 | 0.98109 | 0.019732 | 0.021733 | 6.0674e-05 |  | 1e-05 | 0.9925 | 0.97083
-14.131 | -0.0009724 | 0.96476 | -0.023007 |  | 9.858 | 0.96476 | 0.93077 | 0.98595 | 0.97211 | 0.021191 | 0.017187 | 6.8948e-05 |  | 1e-05 | 0.98195 | 0.96483
-13.87 | -0.0009724 | 0.95876 | -0.015338 |  | 9.7301 | 0.95876 | 0.91922 | 0.98138 | 0.9631 | 0.022617 | 0.012609 | 7.835e-05 |  | 1e-05 | 0.97137 | 0.95884
-13.609 | -0.0009503 | 0.95476 | -0.023007 |  | 9.6023 | 0.95476 | 0.91156 | 0.97677 | 0.95407 | 0.02201 | 0.030016 | 8.9034e-05 |  | 1e-05 | 0.98477 | 0.95485
-13.348 | -0.0009503 | 0.94875 | -0.015338 |  | 9.4744 | 0.94875 | 0.90013 | 0.97212 | 0.94502 | 0.02337 | 0.025372 | 0.00010118 |  | 1e-05 | 0.97412 | 0.94885
-13.087 | -0.0009503 | 0.94475 | -0.015338 |  | 9.3466 | 0.94475 | 0.89255 | 0.96744 | 0.93594 | 0.022694 | 0.020693 | 0.00011497 |  | 1e-05 | 0.96544 | 0.94486
-12.826 | -0.0009282 | 0.94074 | -0.015338 |  | 9.2188 | 0.94074 | 0.885 | 0.96273 | 0.92685 | 0.021984 | 0.037996 | 0.00013065 |  | 1e-05 | 0.97874 | 0.94088
-12.565 | -0.0009282 | 0.93674 | -0.023007 |  | 9.0909 | 0.93674 | 0.87749 | 0.95798 | 0.91772 | 0.021237 | 0.033246 | 0.00014847 |  | 1e-05 | 0.96999 | 0.93689
-12.304 | -0.0009503 | 0.93074 | -0.015338 |  | 8.9631 | 0.93074 | 0.86627 | 0.95319 | 0.90858 | 0.022455 | 0.0064427 | 0.00016872 |  | 1e-05 | 0.93718 | 0.93091
-12.043 | -0.0009282 | 0.92673 | -0.015338 |  | 8.8352 | 0.92673 | 0.85884 | 0.94837 | 0.8994 | 0.021635 | 0.023636 | 0.00019172 |  | 1e-05 | 0.95037 | 0.92693
-11.782 | -0.0009282 | 0.92273 | -0.023007 |  | 8.7074 | 0.92273 | 0.85143 | 0.94351 | 0.8902 | 0.020776 | 0.018774 | 0.00021787 |  | 1e-05 | 0.9415 | 0.92295
-11.521 | -0.0009282 | 0.91673 | -0.015338 |  | 8.5796 | 0.91673 | 0.84039 | 0.93861 | 0.88098 | 0.021879 | 0.013873 | 0.00024758 |  | 1e-05 | 0.9306 | 0.91697
-11.26 | -0.0009282 | 0.91272 | -0.015338 |  | 8.4517 | 0.91272 | 0.83306 | 0.93366 | 0.87173 | 0.020941 | 0.0089315 | 0.00028134 |  | 1e-05 | 0.92165 | 0.913
-10.999 | -0.0009061 | 0.90872 | -0.023007 |  | 8.3239 | 0.90872 | 0.82577 | 0.92868 | 0.86245 | 0.019962 | 0.025967 | 0.00031971 |  | 1e-05 | 0.93469 | 0.90904
-10.738 | -0.0009061 | 0.90271 | -0.015338 |  | 8.1961 | 0.90271 | 0.81489 | 0.92366 | 0.85314 | 0.020942 | 0.020942 | 0.00036331 |  | 1e-05 | 0.92366 | 0.90308
-10.477 | -0.0009061 | 0.89871 | -0.015338 |  | 8.0682 | 0.89871 | 0.80768 | 0.91859 | 0.84381 | 0.019878 | 0.015875 | 0.00041285 |  | 1e-05 | 0.91459 | 0.89912
-10.216 | -0.000884 | 0.89471 | -0.023007 |  | 7.9404 | 0.89471 | 0.8005 | 0.91348 | 0.83444 | 0.018769 | 0.03278 | 0.00046915 |  | 1e-05 | 0.92749 | 0.89518
-9.955 | -0.000884 | 0.8887 | -0.023007 |  | 7.8125 | 0.8887 | 0.78979 | 0.90832 | 0.82505 | 0.019617 | 0.027623 | 0.00053313 |  | 1e-05 | 0.91633 | 0.88924
-9.694 | -0.000884 | 0.8827 | -0.015338 |  | 7.6847 | 0.8827 | 0.77916 | 0.90312 | 0.81562 | 0.020418 | 0.02242 | 0.00060583 |  | 1e-05 | 0.90512 | 0.8833
-9.433 | -0.000884 | 0.8787 | -0.015338 |  | 7.5569 | 0.8787 | 0.77211 | 0.89787 | 0.80616 | 0.01917 | 0.017169 | 0.00068845 |  | 1e-05 | 0.89586 | 0.87938
-9.172 | -0.000884 | 0.87469 | -0.023007 |  | 7.429 | 0.87469 | 0.76509 | 0.89257 | 0.79667 | 0.017874 | 0.011869 | 0.00078233 |  | 1e-05 | 0.88656 | 0.87547
-8.911 | -0.000884 | 0.86869 | -0.023007 |  | 7.3012 | 0.86869 | 0.75462 | 0.88722 | 0.78715 | 0.018528 | 0.0065184 | 0.00088902 |  | 1e-05 | 0.87521 | 0.86958
-8.65 | -0.0008619 | 0.86268 | -0.015338 |  | 7.1733 | 0.86268 | 0.74422 | 0.88181 | 0.7776 | 0.019131 | 0.023134 | 0.0010103 |  | 1e-05 | 0.88582 | 0.86369
-8.389 | -0.0008619 | 0.85868 | -0.015338 |  | 7.0455 | 0.85868 | 0.73733 | 0.87636 | 0.768 | 0.017679 | 0.017679 | 0.001148 |  | 1e-05 | 0.87636 | 0.85983
-8.128 | -0.0008619 | 0.85468 | -0.015338 |  | 6.9177 | 0.85468 | 0.73047 | 0.87085 | 0.75838 | 0.016172 | 0.012169 | 0.0013046 |  | 1e-05 | 0.86685 | 0.85598
-7.867 | -0.0008619 | 0.85067 | -0.023007 |  | 6.7898 | 0.85067 | 0.72365 | 0.86528 | 0.74871 | 0.014609 | 0.0066028 | 0.0014825 |  | 1e-05 | 0.85728 | 0.85216
-7.606 | -0.0008398 | 0.84467 | -0.023007 |  | 6.662 | 0.84467 | 0.71347 | 0.85966 | 0.73901 | 0.01499 | 0.022996 | 0.0016846 |  | 1e-05 | 0.86767 | 0.84635
-7.345 | -0.0008177 | 0.83866 | -0.015338 |  | 6.5341 | 0.83866 | 0.70336 | 0.85397 | 0.72927 | 0.015311 | 0.03933 | 0.0019144 |  | 1e-05 | 0.87799 | 0.84058
-7.084 | -0.0008398 | 0.83466 | -0.015338 |  | 6.4063 | 0.83466 | 0.69666 | 0.84823 | 0.71949 | 0.013569 | 0.011567 | 0.0021754 |  | 1e-05 | 0.84623 | 0.83684
-6.823 | -0.0008398 | 0.83066 | -0.015338 |  | 6.2785 | 0.83066 | 0.68999 | 0.84242 | 0.70967 | 0.011763 | 0.0057582 | 0.0024721 |  | 1e-05 | 0.83642 | 0.83313
-6.562 | -0.0008398 | 0.82665 | -0.023007 |  | 6.1506 | 0.82665 | 0.68336 | 0.83655 | 0.69981 | 0.0098916 | 1e-05 | 0.0028092 |  | 1e-05 | 0.82666 | 0.82946
-6.301 | -0.0008177 | 0.82065 | -0.015338 |  | 6.0228 | 0.82065 | 0.67347 | 0.8306 | 0.6899 | 0.0099541 | 0.015959 | 0.0031923 |  | 1e-05 | 0.83661 | 0.82384
-6.04 | -0.0008177 | 0.81665 | -0.0076689 |  | 5.895 | 0.81665 | 0.66691 | 0.82459 | 0.67995 | 0.0079448 | 0.0099464 | 0.0036277 |  | 1e-05 | 0.82659 | 0.82027
-5.779 | -0.0008177 | 0.81465 | -0.015338 |  | 5.7671 | 0.81465 | 0.66365 | 0.81851 | 0.66995 | 0.0038615 | 0.0038615 | 0.0041224 |  | 1e-05 | 0.81851 | 0.81877
-5.518 | -0.0008177 | 0.81064 | -0.023007 |  | 5.6393 | 0.81064 | 0.65714 | 0.81235 | 0.65991 | 0.0017046 | 1e-05 | 0.0046845 |  | 1e-05 | 0.81065 | 0.81533
-5.257 | -0.0008177 | 0.80464 | -0.023007 |  | 5.5114 | 0.80464 | 0.64744 | 0.80611 | 0.64981 | 0.0014715 | 1e-05 | 0.0053233 |  | 1e-05 | 0.80465 | 0.80996
-4.996 | -0.0007956 | 0.79863 | -0.023007 |  | 5.3836 | 0.79863 | 0.63781 | 0.79979 | 0.63966 | 0.0011576 | 0.0071624 | 0.0060493 |  | 1e-05 | 0.80579 | 0.80468
-4.735 | -0.0007956 | 0.79263 | -0.015338 |  | 5.2558 | 0.79263 | 0.62826 | 0.79339 | 0.62946 | 0.00075993 | 0.00075995 | 0.0068742 |  | 1e-05 | 0.79339 | 0.7995
-4.474 | -0.0007956 | 0.78862 | -0.023007 |  | 5.1279 | 0.78862 | 0.62193 | 0.7869 | 0.61921 | 0.0017265 | 1e-05 | 0.0078117 |  | 1e-05 | 0.78863 | 0.79644
-4.213 | -0.0007956 | 0.78262 | -0.023007 |  | 5.0001 | 0.78262 | 0.61249 | 0.78032 | 0.6089 | 0.0023019 | 1e-05 | 0.0088769 |  | 1e-05 | 0.78263 | 0.7915
-3.952 | -0.0007735 | 0.77661 | -0.030676 |  | 4.8722 | 0.77661 | 0.60313 | 0.77364 | 0.59852 | 0.0029717 | 0.003033 | 0.010087 |  | 1e-05 | 0.77965 | 0.7867
-3.691 | -0.0007735 | 0.76861 | -0.023007 |  | 4.7444 | 0.76861 | 0.59076 | 0.76687 | 0.58809 | 0.0017383 | 1e-05 | 0.011463 |  | 1e-05 | 0.76862 | 0.78007
-3.43 | -0.0007514 | 0.7626 | -0.030676 |  | 4.6166 | 0.7626 | 0.58156 | 0.75999 | 0.57759 | 0.0026092 | 0.011402 | 0.013026 |  | 1e-05 | 0.77401 | 0.77563
-3.169 | -0.0007735 | 0.7546 | -0.030676 |  | 4.4887 | 0.7546 | 0.56942 | 0.75301 | 0.56703 | 0.0015858 | 1e-05 | 0.014803 |  | 1e-05 | 0.75461 | 0.7694
-2.908 | -0.0007514 | 0.74659 | -0.030676 |  | 4.3609 | 0.74659 | 0.5574 | 0.74592 | 0.55639 | 0.00067459 | 1e-05 | 0.016821 |  | 1e-05 | 0.7466 | 0.76341
-2.647 | -0.0007514 | 0.73858 | -0.030676 |  | 4.2331 | 0.73858 | 0.54551 | 0.7387 | 0.54568 | 0.00011896 | 1e-05 | 0.019115 |  | 1e-05 | 0.73859 | 0.7577
-2.386 | -0.0007293 | 0.73058 | -0.038345 |  | 4.1052 | 0.73058 | 0.53374 | 0.73137 | 0.5349 | 0.00078908 | 0.0047922 | 0.021722 |  | 1e-05 | 0.73537 | 0.7523
-2.125 | -0.0007293 | 0.72057 | -0.030676 |  | 3.9774 | 0.72057 | 0.51922 | 0.7239 | 0.52403 | 0.0033311 | 1e-05 | 0.024684 |  | 1e-05 | 0.72058 | 0.74525
-1.864 | -0.0007072 | 0.71256 | -0.046013 |  | 3.8495 | 0.71256 | 0.50775 | 0.7163 | 0.51308 | 0.003735 | 0.011741 | 0.02805 |  | 1e-05 | 0.72431 | 0.74061
-1.603 | -0.0007072 | 0.70055 | -0.046013 |  | 3.7217 | 0.70055 | 0.49078 | 0.70855 | 0.50205 | 0.0079981 | 0.0039949 | 0.031876 |  | 1e-05 | 0.70455 | 0.73243
-1.342 | -0.0007072 | 0.68855 | -0.053682 |  | 3.5939 | 0.68855 | 0.47409 | 0.70065 | 0.49092 | 0.012109 | 1e-05 | 0.036222 |  | 1e-05 | 0.68856 | 0.72477
-1.081 | -0.0006851 | 0.67453 | -0.046013 |  | 3.466 | 0.67453 | 0.455 | 0.69259 | 0.47969 | 0.018061 | 0.010054 | 0.041162 |  | 1e-05 | 0.68459 | 0.7157
-0.82 | -0.000663 | 0.66252 | -0.061351 |  | 3.3382 | 0.66252 | 0.43894 | 0.68436 | 0.46835 | 0.02184 | 0.023841 | 0.046775 |  | 1e-05 | 0.68637 | 0.7093
-0.559 | -0.000663 | 0.64651 | -0.053682 |  | 3.2103 | 0.64651 | 0.41798 | 0.67595 | 0.45691 | 0.02944 | 0.015429 | 0.053154 |  | 1e-05 | 0.66194 | 0.69967
-0.298 | -0.0006409 | 0.6325 | -0.061351 |  | 3.0825 | 0.6325 | 0.40006 | 0.66735 | 0.44535 | 0.034845 | 0.028841 | 0.060403 |  | 1e-05 | 0.66134 | 0.6929
-0.037 | -0.0006188 | 0.61649 | -0.076689 |  | 2.9547 | 0.61649 | 0.38006 | 0.65853 | 0.43367 | 0.042045 | 0.042045 | 0.06864 |  | 1e-05 | 0.65853 | 0.68513
0.224 | -0.0005967 | 0.59647 | -0.084358 |  | 2.8268 | 0.59647 | 0.35578 | 0.6495 | 0.42185 |  | 0.055028 | 0.078 |  | 1e-05 | 0.6515 | 0.67447
0.485 | -0.0005967 | 0.57445 | -0.084358 |  | 2.699 | 0.57445 | 0.33 | 0.64022 | 0.40989 |  | 0.045754 | 0.088637 |  | 1e-05 | 0.62021 | 0.66309
0.746 | -0.0005525 | 0.55244 | -0.099696 |  | 2.5712 | 0.55244 | 0.30519 | 0.63069 | 0.39777 |  | 0.080257 | 0.10072 |  | 1e-05 | 0.63269 | 0.65316
1.007 | -0.0005525 | 0.52642 | -0.10736 |  | 2.4433 | 0.52642 | 0.27711 | 0.62088 | 0.38549 |  | 0.070446 | 0.11446 |  | 1e-05 | 0.59686 | 0.64088
1.268 | -0.0005304 | 0.49839 | -0.11503 |  | 2.3155 | 0.49839 | 0.2484 | 0.61077 | 0.37304 |  | 0.082348 | 0.13007 |  | 1e-05 | 0.58074 | 0.62846
1.529 | -0.0004862 | 0.46837 | -0.13037 |  | 2.1876 | 0.46837 | 0.21937 | 0.60032 | 0.36038 |  | 0.11593 | 0.14781 |  | 1e-05 | 0.58431 | 0.61618
1.79 | -0.000442 | 0.43434 | -0.15338 |  | 2.0598 | 0.43434 | 0.18865 | 0.5895 | 0.34751 |  | 0.14916 | 0.16796 |  | 1e-05 | 0.5835 | 0.60231
2.051 | -0.0004199 | 0.39431 | -0.16105 |  | 1.932 | 0.39431 | 0.15548 | 0.57829 | 0.33441 |  | 0.15995 | 0.19087 | 0.17669 | 1e-05 | 0.55427 | 0.58518
2.312 | -0.0003757 | 0.35228 | -0.19172 |  | 1.8041 | 0.35228 | 0.1241 | 0.56662 | 0.32105 |  | 0.19232 | 0.2169 | 0.12026 | 1e-05 | 0.5446 | 0.56918
2.573 | -0.0003315 | 0.30224 | -0.21473 |  | 1.6763 | 0.30224 | 0.091349 | 0.55444 | 0.3074 |  | 0.22418 | 0.24647 | 0.094811 | 1e-05 | 0.52642 | 0.54871
2.834 | -0.0002873 | 0.24619 | -0.2224 |  | 1.5484 | 0.24619 | 0.060612 | 0.54169 | 0.29343 |  | 0.25547 | 0.28009 | 0.092006 | 1e-05 | 0.50166 | 0.52628
3.095 | -0.000221 | 0.18815 | -0.25307 |  | 1.4206 | 0.18815 | 0.0354 | 0.52829 | 0.27909 |  | 0.30811 | 0.31828 | 0.032461 | 1e-05 | 0.49626 | 0.50643
3.356 | -0.0001547 | 0.1221 | -0.29142 |  | 1.2928 | 0.1221 | 0.014908 | 0.51413 | 0.26433 |  | 0.36 | 0.36168 | 0.0046555 | 1e-05 | 0.4821 | 0.48378
3.617 | -8.84e-05 | 0.046036 | -0.32209 |  | 1.1649 | 0.046036 | 0.0021194 | 0.49907 | 0.24907 |  | 0.411 | 0.41101 | 1.1474e-05 | 1e-05 | 0.45704 | 0.45704
3.878 | 0 | -0.03803 | -0.36044 | 0.10551 | 1.0371 |  |  | 0.48295 | 0.23324 |  | 0.48295 | 0.46706 | 0.033467 | 1e-05 | 0.44492 | 0.42903
4.139 | 8.84e-05 | -0.1321 | -0.40645 | 0.32502 | 0.90925 |  |  | 0.46553 | 0.21672 |  | 0.5536 | 0.53075 | 0.042149 | 0.08807 | 0.42149 | 0.39864
4.4 | 0.0001547 | -0.23819 | -0.45247 | 0.52642 | 0.78141 |  |  | 0.44647 | 0.19933 |  | 0.60059 | 0.60313 | 0.0042182 | 0.15412 | 0.3624 | 0.36494
4.661 | 0.0002873 | -0.35628 | -0.50615 | 0.70391 | 0.65358 |  |  | 0.42527 | 0.18086 |  | 0.7115 | 0.68537 | 0.037406 | 0.28623 | 0.35522 | 0.32909
4.922 | 0.0004199 | -0.48839 | -0.5675 | 0.8606 | 0.52574 |  |  | 0.40115 | 0.16093 |  | 0.81949 | 0.77884 | 0.050873 | 0.41833 | 0.3311 | 0.29045
5.183 | 0.0005525 | -0.6365 | -0.64419 | 0.98807 | 0.3979 |  |  | 0.37274 | 0.13893 |  | 0.92317 | 0.88505 | 0.042173 | 0.55044 | 0.28667 | 0.24854
5.444 | 0.0007072 | -0.80464 | -0.72088 | 1.1162 | 0.27006 |  |  | 0.33719 | 0.1137 |  | 1.0417 | 1.0057 | 0.035171 | 0.70456 | 0.23711 | 0.20111
5.705 | 0.000884 | -0.99279 | -0.82057 | 1.2099 | 0.14222 |  |  | 0.28677 | 0.082236 |  | 1.1675 | 1.1429 | 0.02127 | 0.8807 | 0.17468 | 0.15011
5.966 | 0.0010829 | -1.207 | -0.9126 | 1.3225 | 0.014384 |  |  | 0.16405 | 0.026911 |  | 1.2429 | 1.2988 | 0.043955 | 1.0789 | 0.035945 | 0.091796
ABR theory Rp: 6.227; ABR theory L: 0.0013039; ABR theory S: -1.4451; ABR theory AR: -1.02; Ti = 0 Gas: 1.4169; R,L in cm, Te in eV, V in volts, I in mA KTe: -0.11345 | 1.299 | 1.4759 | 0.12763 | 1.299 | -0.14612 | 0.030717
ABR theory Rp: 6.488; ABR theory L: 0.001547; ABR theory S: -1.7114; ABR theory AR: -1.1503; Ti = 0 Gas: 1.4877; R,L in cm, Te in eV, V in volts, I in mA KTe: -0.24129 | 1.5412 | 1.6771 | 0.084506 | 1.5412 | -0.17013 | -0.034232
ABR theory Rp: 6.749; ABR theory L: 0.0018564; ABR theory S: -2.0116; ABR theory AR: -1.2884; Ti = 0 Gas: 1.5613; R,L in cm, Te in eV, V in volts, I in mA KTe: -0.36913 | 1.8495 | 1.9058 | 0.030023 | 1.8495 | -0.16213 | -0.10576
ABR theory Rp: 7.01; ABR theory L: 0.0021658; ABR theory S: -2.3479; ABR theory AR: -1.4341; Ti = 0 Gas: 1.6372; R,L in cm, Te in eV, V in volts, I in mA KTe: -0.49697 | 2.1577 | 2.1657 | 0.0037105 | 2.1577 | -0.19015 | -0.18213
ABR theory Rp: 7.271; ABR theory L: 0.0025194; ABR theory S: -2.7222; ABR theory AR: -1.5875; Ti = 0 Gas: 1.7148; R,L in cm, Te in eV, V in volts, I in mA KTe: -0.62481 | 2.51 | 2.4611 | 0.019682 | 2.51 | -0.21217 | -0.26109
ABR theory Rp: 7.532; ABR theory L: 0.0029172; ABR theory S: -3.1365; ABR theory AR: -1.7792; Ti = 0 Gas: 1.7629; R,L in cm, Te in eV, V in volts, I in mA KTe: -0.75265 | 2.9063 | 2.7967 | 0.038447 | 2.9063 | -0.23018 | -0.3398
ABR theory Rp: 7.793; ABR theory L: 0.0033592; ABR theory S: -3.6009; ABR theory AR: -1.9862; Ti = 0 Gas: 1.8129; R,L in cm, Te in eV, V in volts, I in mA KTe: -0.88049 | 3.3467 | 3.1781 | 0.051687 | 3.3467 | -0.2542 | -0.42278
ABR theory Rp: 8.054; ABR theory L: 0.0038675; ABR theory S: -4.1193; ABR theory AR: -2.2086; Ti = 0 Gas: 1.8651; R,L in cm, Te in eV, V in volts, I in mA KTe: -1.0083 | 3.8531 | 3.6115 | 0.064754 | 3.8531 | -0.26621 | -0.5078
ABR theory Rp: 8.315; ABR theory L: 0.00442; ABR theory S: -4.6957; ABR theory AR: -2.454; Ti = 0 Gas: 1.9135; R,L in cm, Te in eV, V in volts, I in mA KTe: -1.1362 | 4.4035 | 4.1039 | 0.070447 | 4.4035 | -0.29223 | -0.59177
ABR theory Rp: 8.576; ABR theory L: 0.0050167; ABR theory S: -5.3362; ABR theory AR: -2.7301; Ti = 0 Gas: 1.9546; R,L in cm, Te in eV, V in volts, I in mA KTe: -1.264 | 4.998 | 4.6636 | 0.069241 | 4.998 | -0.33827 | -0.67262
ABR theory Rp: 8.837; ABR theory L: 0.0056576; ABR theory S: -6.0488; ABR theory AR: -3.0216; Ti = 0 Gas: 2.0019; R,L in cm, Te in eV, V in volts, I in mA KTe: -1.3918 | 5.6365 | 5.2996 | 0.06163 | 5.6365 | -0.41233 | -0.74921
ABR theory Rp: 9.098; ABR theory L: 0.0064311; ABR theory S: -6.8374; ABR theory AR: -3.3513; Ti = 0 Gas: 2.0402; R,L in cm, Te in eV, V in volts, I in mA KTe: -1.5197 | 6.4071 | 6.0223 | 0.061937 | 6.4071 | -0.43034 | -0.81514
ABR theory Rp: 9.359; ABR theory L: 0.0072709; ABR theory S: -7.7121; ABR theory AR: -3.6811; Ti = 0 Gas: 2.0951; R,L in cm, Te in eV, V in volts, I in mA KTe: -1.6475 | 7.2437 | 6.8435 | 0.056833 | 7.2437 | -0.46837 | -0.86857
ABR theory Rp: 9.62; ABR theory L: 0.0082212; ABR theory S: -8.6729; ABR theory AR: -4.0339; Ti = 0 Gas: 2.15; R,L in cm, Te in eV, V in volts, I in mA KTe: -1.7754 | 8.1905 | 7.7768 | 0.05183 | 8.1905 | -0.48238 | -0.89608
ABR theory Rp: 9.881; ABR theory L: 0.0092378; ABR theory S: -9.7257; ABR theory AR: -4.4173; Ti = 0 Gas: 2.2017; R,L in cm, Te in eV, V in volts, I in mA KTe: -1.9032 | 9.2033 | 8.8373 | 0.04058 | 9.2033 | -0.52241 | -0.8884
ABR theory Rp: 10.142; ABR theory L: 0.010387; ABR theory S: -10.8786; ABR theory AR: -4.8544; Ti = 0 Gas: 2.241; R,L in cm, Te in eV, V in volts, I in mA KTe: -2.031 | 10.3482 | 10.0424 | 0.029992 | 10.3482 | -0.53042 | -0.83618
ABR theory Rp: 10.403; ABR theory L: 0.011625; ABR theory S: -12.1456; ABR theory AR: -5.2992; Ti = 0 Gas: 2.292; R,L in cm, Te in eV, V in volts, I in mA KTe: -2.1589 | 11.5812 | 11.4119 | 0.014722 | 11.5812 | -0.56445 | -0.7337
ABR theory Rp: 10.664; ABR theory L: 0.013017; ABR theory S: -13.5287; ABR theory AR: -5.8054; Ti = 0 Gas: 2.3304; R,L in cm, Te in eV, V in volts, I in mA KTe: -2.2867 | 12.9683 | 12.9682 | 8.5376e-06 | 12.9683 | -0.56044 | -0.56055
ABR theory Rp: 10.925; ABR theory L: 0.014476; ABR theory S: -15.0439; ABR theory AR: -6.2808; Ti = 0 Gas: 2.3952; R,L in cm, Te in eV, V in volts, I in mA KTe: -2.4145 | 14.4214 | 14.7366 | 0.021621 | 14.4214 | -0.62249 | -0.30729
ABR theory Rp: 11.186; ABR theory L: 0.016045; ABR theory S: -16.6832; ABR theory AR: -6.8023; Ti = 0 Gas: 2.4526; R,L in cm, Te in eV, V in volts, I in mA KTe: -2.5424 | 15.9847 | 16.7462 | 0.046545 | 15.9847 | -0.69855 | 0.063035
ABR theory Rp: 11.447; ABR theory L: 0.017746; ABR theory S: -18.4586; ABR theory AR: -7.3238; Ti = 0 Gas: 2.5204; R,L in cm, Te in eV, V in volts, I in mA KTe: -2.6702 | 17.68 | 19.0299 | 0.073579 | 17.68 | -0.77862 | 0.57131
ABR theory Rp: 11.708; ABR theory L: 0.019647; ABR theory S: -20.3701; ABR theory AR: -7.8836; Ti = 0 Gas: 2.5838; R,L in cm, Te in eV, V in volts, I in mA KTe: -2.7981 | 19.5735 | 21.625 | 0.099675 | 19.5735 | -0.79663 | 1.2549
ABR theory Rp: 11.969; ABR theory L: 0.021702; ABR theory S: -22.4278; ABR theory AR: -8.4128; Ti = 0 Gas: 2.6659; R,L in cm, Te in eV, V in volts, I in mA KTe: -2.9259 | 21.6211 | 24.574 | 0.12802 | 21.6211 | -0.80664 | 2.1463
ABR theory Rp: 12.23; ABR theory L: 0.024001; ABR theory S: -24.6235; ABR theory AR: -8.9189; Ti = 0 Gas: 2.7608; R,L in cm, Te in eV, V in volts, I in mA KTe: -3.0537 | 23.9109 | 27.9252 | 0.15519 | 23.9109 | -0.71256 | 3.3017
ABR theory Rp: 12.491; ABR theory L: 0.026321; ABR theory S: -26.9513; ABR theory AR: -9.2564; Ti = 0 Gas: 2.9117; R,L in cm, Te in eV, V in volts, I in mA KTe: -3.1816 | 26.2228 | 31.7333 | 0.19074 | 26.2228 | -0.72858 | 4.782
ABR theory Rp: 12.752; ABR theory L: 0.02884; ABR theory S: -29.3673; ABR theory AR: -9.3867; Ti = 0 Gas: 3.1286; R,L in cm, Te in eV, V in volts, I in mA KTe: -3.3094 | 28.7328 | 36.0608 | 0.22717 | 28.7328 | -0.6345 | 6.6935
ABR theory Rp: 13.013; ABR theory L: 0.031493; ABR theory S: -31.8172; ABR theory AR: -9.3714; Ti = 0 Gas: 3.3951; R,L in cm, Te in eV, V in volts, I in mA KTe: -3.4373 | 31.3748 | 40.9784 |  | 31.3748 | -0.44235 | 9.1612
ABR theory Rp: 13.274; ABR theory L: 0.034343; ABR theory S: -34.2631; ABR theory AR: -9.2717; Ti = 0 Gas: 3.6954; R,L in cm, Te in eV, V in volts, I in mA KTe: -3.5651 | 34.2151 | 46.5665 |  | 34.2151 | -0.048039 | 12.3034
ABR theory Rp: 13.535; ABR theory L: 0.037261; ABR theory S: -36.683; ABR theory AR: -9.057; Ti = 0 Gas: 4.0503; R,L in cm, Te in eV, V in volts, I in mA KTe: -3.6929 | 37.1214 | 52.9168 |  | 37.1214 | 0.43835 | 16.2338
ABR theory Rp: 13.796; ABR theory L: 0.040178; ABR theory S: -39.0469; ABR theory AR: -8.8116; Ti = 0 Gas: 4.4313; R,L in cm, Te in eV, V in volts, I in mA KTe: -3.8208 | 40.0277 | 60.133 |  | 40.0277 | 0.98078 | 21.0861
ABR theory Rp: 14.057; ABR theory L: 0.042719; ABR theory S: -41.3467; ABR theory AR: -8.4358; Ti = 0 Gas: 4.9013; R,L in cm, Te in eV, V in volts, I in mA KTe: -3.9486 | 42.5597 | 68.3334 |  | 42.5597 | 1.213 | 26.9866
ABR theory Rp: 14.318; ABR theory L: 0.044797; ABR theory S: -43.5485; ABR theory AR: -7.9987; Ti = 0 Gas: 5.4445; R,L in cm, Te in eV, V in volts, I in mA KTe: -4.0764 | 44.6293 | 77.6519 |  | 44.6293 | 1.0809 | 34.1035
ABR theory Rp: 14.579; ABR theory L: 0.046653; ABR theory S: -45.6361; ABR theory AR: -7.5002; Ti = 0 Gas: 6.0847; R,L in cm, Te in eV, V in volts, I in mA KTe: -4.2043 | 46.4788 | 88.2413 |  | 46.4788 | 0.84267 | 42.6052
ABR theory Rp: 14.84; ABR theory L: 0.048421; ABR theory S: -47.5937; ABR theory AR: -6.9557; Ti = 0 Gas: 6.8424; R,L in cm, Te in eV, V in volts, I in mA KTe: -4.3321 | 48.2402 | 100.2747 |  | 48.2402 | 0.64651 | 52.681
ABR theory Rp: 15.101; ABR theory L: 0.050101; ABR theory S: -49.4091; ABR theory AR: -6.3959; Ti = 0 Gas: 7.7252; R,L in cm, Te in eV, V in volts, I in mA KTe: -4.46 | 49.9135 | 113.9491 |  | 49.9135 | 0.5044 | 64.54
ABR theory Rp: 15.362; ABR theory L: 0.051714; ABR theory S: -51.0784; ABR theory AR: -5.9817; Ti = 0 Gas: 8.5391; R,L in cm, Te in eV, V in volts, I in mA KTe: -4.5878 | 51.5208 | 129.4883 |  | 51.5208 | 0.44235 | 78.4099
ABR theory Rp: 15.623; ABR theory L: 0.053151; ABR theory S: -52.6397; ABR theory AR: -5.6597; Ti = 0 Gas: 9.3009; R,L in cm, Te in eV, V in volts, I in mA KTe: -4.7156 | 52.9519 | 147.1466 |  | 52.9519 | 0.31225 | 94.5069
ABR theory Rp: 15.884; ABR theory L: 0.054543; ABR theory S: -54.1169; ABR theory AR: -5.4142; Ti = 0 Gas: 9.9953; R,L in cm, Te in eV, V in volts, I in mA KTe: -4.8435 | 54.339 | 167.2129 |  | 54.339 | 0.22218 | 113.0961
ABR theory Rp: 16.145; ABR theory L: 0.055957; ABR theory S: -55.53; ABR theory AR: -5.2072; R,L in cm, Te in eV, V in volts, I in mA KTe: -4.9713 | 55.7481 | 190.0156 |  | 55.7481 | 0.21817 | 134.4857
ABR theory Rp: 16.406; ABR theory L: 0.057305; ABR theory S: -56.889; ABR theory AR: -5.0462; R,L in cm, Te in eV, V in volts, I in mA KTe: -5.0992 | 57.0912 | 215.928 |  | 57.0912 | 0.20216 | 159.0389
ABR theory Rp: 16.667; ABR theory L: 0.058609; ABR theory S: -58.2061; ABR theory AR: -4.8775; R,L in cm, Te in eV, V in volts, I in mA KTe: -5.227 | 58.3902 | 245.374 |  | 58.3902 | 0.18414 | 187.1679
ABR theory Rp: 16.928; ABR theory L: 0.059957; ABR theory S: -59.4791; ABR theory AR: -4.7394; R,L in cm, Te in eV, V in volts, I in mA KTe: -5.3548 | 59.7333 | 278.8354 |  | 59.7333 | 0.25418 | 219.3563
ABR theory Rp: 17.189; ABR theory L: 0.061106; ABR theory S: -60.7161; ABR theory AR: -4.6627; R,L in cm, Te in eV, V in volts, I in mA KTe: -5.4827 | 60.8782 | 316.86 |  | 60.8782 | 0.1621 | 256.1439
ABR theory Rp: 17.45; ABR theory L: 0.062256; ABR theory S: -61.9331; ABR theory AR: -4.5324; R,L in cm, Te in eV, V in volts, I in mA KTe: -5.6105 | 62.0231 | 360.0704 |  | 62.0231 | 0.090034 | 298.1374
ABR theory Rp: 17.711; ABR theory L: 0.063427; ABR theory S: -63.116; ABR theory AR: -4.4557; R,L in cm, Te in eV, V in volts, I in mA KTe: -5.7384 | 63.19 | 409.1729 |  | 63.19 | 0.074014 | 346.0568
ABR theory Rp: 17.972; ABR theory L: 0.064643; ABR theory S: -64.279; ABR theory AR: -4.3713; R,L in cm, Te in eV, V in volts, I in mA KTe: -5.8662 | 64.4011 | 464.9716 |  | 64.4011 | 0.12214 | 400.6926
ABR theory Rp: 18.233; ABR theory L: 0.06577; ABR theory S: -65.4199; ABR theory AR: -4.2333; R,L in cm, Te in eV, V in volts, I in mA KTe: -5.994 | 65.524 | 528.3795 |  | 65.524 | 0.10412 | 462.9596
ABR theory Rp: 18.494; ABR theory L: 0.066808; ABR theory S: -66.5248; ABR theory AR: -4.1412; R,L in cm, Te in eV, V in volts, I in mA KTe: -6.1219 | 66.5588 | 600.4341 |  | 66.5588 | 0.034056 | 533.9093
ABR theory Rp: 18.755; ABR theory L: 0.06798; ABR theory S: -67.6056; ABR theory AR: -4.0569; R,L in cm, Te in eV, V in volts, I in mA KTe: -6.2497 | 67.7257 | 682.315 |  | 67.7257 | 0.12011 | 614.7094
ABR theory Rp: 19.016; ABR theory L: 0.069018; ABR theory S: -68.6645; ABR theory AR: -3.9725; R,L in cm, Te in eV, V in volts, I in mA KTe: -6.3775 | 68.7605 | 775.3627 |  | 68.7605 | 0.096084 | 706.6982
ABR theory Rp: 19.277; ABR theory L: 0.070146; ABR theory S: -69.7013; ABR theory AR: -3.8958; R,L in cm, Te in eV, V in volts, I in mA KTe: -6.5054 | 69.8834 | 881.0981 |  | 69.8834 | 0.18215 | 811.3968
ABR theory Rp: 19.538; ABR theory L: 0.071206; ABR theory S: -70.7181; ABR theory AR: -3.8345; R,L in cm, Te in eV, V in volts, I in mA KTe: -6.6332 | 70.9403 | 1001.253 |  | 70.9403 | 0.22218 | 930.5349
ABR theory Rp: 19.799; ABR theory L: 0.072157; ABR theory S: -71.7189; ABR theory AR: -3.7578; R,L in cm, Te in eV, V in volts, I in mA KTe: -6.7611 | 71.887 | 1137.7934 |  | 71.887 | 0.16813 | 1066.0745
ABR theory Rp: 20.06; ABR theory L: 0.073041; ABR theory S: -72.6997; ABR theory AR: -3.6427; R,L in cm, Te in eV, V in volts, I in mA KTe: -6.8889 | 72.7677 | 1292.9531 |  | 72.7677 | 0.068058 | 1220.2535
ABR theory Rp: 20.321; ABR theory L: 0.073947; ABR theory S: -73.6504; ABR theory AR: -3.589; R,L in cm, Te in eV, V in volts, I in mA KTe: -7.0167 | 73.6704 | 1469.2725 |  | 73.6704 | 0.020015 | 1395.6221
ABR theory Rp: 20.582; ABR theory L: 0.074875; ABR theory S: -74.5872; ABR theory AR: -3.497; R,L in cm, Te in eV, V in volts, I in mA KTe: -7.1446 | 74.5952 | 1669.6381 |  | 74.5952 | 0.0080054 | 1595.051
ABR theory Rp: 20.843; ABR theory L: 0.075869; ABR theory S: -75.4999; ABR theory AR: -3.3897; R,L in cm, Te in eV, V in volts, I in mA KTe: -7.2724 | 75.5859 | 1897.3249 |  | 75.5859 | 0.086064 | 1821.8251
ABR theory Rp: 21.104; ABR theory L: 0.07682; ABR theory S: -76.3846; ABR theory AR: -3.3436; R,L in cm, Te in eV, V in volts, I in mA KTe: -7.4003 | 76.5327 | 2156.0622 |  | 76.5327 | 0.14812 | 2079.6776
ABR theory Rp: 21.365; ABR theory L: 0.077637; ABR theory S: -77.2573; ABR theory AR: -3.3206; R,L in cm, Te in eV, V in volts, I in mA KTe: -7.5281 | 77.3473 | 2450.0834 |  | 77.3473 | 0.090068 | 2372.8261
ABR theory Rp: 21.626; ABR theory L: 0.078477; ABR theory S: -78.124; ABR theory AR: -3.2976; R,L in cm, Te in eV, V in volts, I in mA KTe: -7.6559 | 78.184 | 2784.1987 |  | 78.184 | 0.060052 | 2706.0747
ABR theory Rp: 21.887; ABR theory L: 0.079361; ABR theory S: -78.9846; ABR theory AR: -3.2593; R,L in cm, Te in eV, V in volts, I in mA KTe: -7.7838 | 79.0647 | 3163.8785 |  | 79.0647 | 0.080064 | 3084.8939
ABR theory Rp: 22.148; ABR theory L: 0.080223; ABR theory S: -79.8353; ABR theory AR: -3.2286; R,L in cm, Te in eV, V in volts, I in mA KTe: -7.9116 | 79.9234 | 3595.3386 |  | 79.9234 | 0.088068 | 3515.5033
ABR theory Rp: 22.409; ABR theory L: 0.080975; ABR theory S: -80.678; ABR theory AR: -3.1749; R,L in cm, Te in eV, V in volts, I in mA KTe: -8.0394 | 80.672 | 4085.6312 |  | 80.672 | -0.0060012 | 4004.9532
ABR theory Rp: 22.67; ABR theory L: 0.081792; ABR theory S: -81.5066; ABR theory AR: -3.1826; R,L in cm, Te in eV, V in volts, I in mA KTe: -8.1673 | 81.4866 | 4642.7868 |  | 81.4866 | -0.020018 | 4561.2801
ABR theory Rp: 22.931; ABR theory L: 0.08261; ABR theory S: -82.3373; ABR theory AR: -3.1673; R,L in cm, Te in eV, V in volts, I in mA KTe: -8.2951 | 82.3013 | 5275.9213 |  | 82.3013 | -0.03603 | 5193.584
ABR theory Rp: 23.192; ABR theory L: 0.08345; ABR theory S: -83.164; ABR theory AR: -3.1673; R,L in cm, Te in eV, V in volts, I in mA KTe: -8.423 | 83.1379 | 5995.3932 |  | 83.1379 | -0.026021 | 5912.2293
ABR theory Rp: 23.453; ABR theory L: 0.084267; ABR theory S: -83.9906; ABR theory AR: -3.1596; R,L in cm, Te in eV, V in volts, I in mA KTe: -8.5508 | 83.9526 | 6812.9821 |  | 83.9526 | -0.03803 | 6728.9915
ABR theory Rp: 23.714; ABR theory L: 0.085174; ABR theory S: -84.8153; ABR theory AR: -3.2286; R,L in cm, Te in eV, V in volts, I in mA KTe: -8.6786 | 84.8553 | 7742.0728 |  | 84.8553 | 0.040034 | 7657.2575
ABR theory Rp: 23.975; ABR theory L: 0.085969; ABR theory S: -85.6579; ABR theory AR: -3.2516; R,L in cm, Te in eV, V in volts, I in mA KTe: -8.8065 | 85.6479 | 8797.8512 |  | 85.6479 | -0.01001 | 8712.1932
ABR theory Rp: 24.236; ABR theory L: 0.086809; ABR theory S: -86.5066; ABR theory AR: -3.2976; R,L in cm, Te in eV, V in volts, I in mA KTe: -8.9343 | 86.4846 | 9997.6099 |  | 86.4846 | -0.02202 | 9911.1033
ABR theory Rp: 24.497; ABR theory L: 0.087605; ABR theory S: -87.3673; ABR theory AR: -3.3283; R,L in cm, Te in eV, V in volts, I in mA KTe: -9.0622 | 87.2772 | 11360.9791 |  | 87.2772 | -0.090072 | 11273.6118
ABR theory Rp: 24.758; ABR theory L: 0.088489; ABR theory S: -88.236; ABR theory AR: -3.359; R,L in cm, Te in eV, V in volts, I in mA KTe: -9.19 | 88.1579 | 12910.264 |  | 88.1579 | -0.078059 | 12822.028
ABR theory Rp: 25.019; ABR theory L: 0.089328; ABR theory S: -89.1127; ABR theory AR: -3.4126; R,L in cm, Te in eV, V in volts, I in mA KTe: -9.3178 | 88.9946 | 14670.8304 |  | 88.9946 | -0.11809 | 14581.7177
ABR theory Rp: 25.28; ABR theory L: 0.090279; ABR theory S: -90.0034; ABR theory AR: -3.4357; R,L in cm, Te in eV, V in volts, I in mA KTe: -9.4457 | 89.9413 | 16671.5008 |  | 89.9413 | -0.062046 | 16581.4974
ABR theory Rp: 25.541; ABR theory L: 0.091163; ABR theory S: -90.9001; ABR theory AR: -3.4433; R,L in cm, Te in eV, V in volts, I in mA KTe: -9.5735 | 90.822 | 18944.976 |  | 90.822 | -0.078063 | 18854.0759
ABR theory Rp: 25.802; ABR theory L: 0.092113; ABR theory S: -91.7988; ABR theory AR: -3.4663; R,L in cm, Te in eV, V in volts, I in mA KTe: -9.7013 | 91.7688 | 21528.4932 |  | 91.7688 | -0.030026 | 21436.6944
ABR theory Rp: 26.063; ABR theory L: 0.093041; ABR theory S: -92.7035; ABR theory AR: -3.4587; R,L in cm, Te in eV, V in volts, I in mA KTe: -9.8292 | 92.6935 | 24464.3233 |  | 92.6935 | -0.010008 | 24371.6198
ABR theory Rp: 26.324; ABR theory L: 0.093947; ABR theory S: -93.6062; ABR theory AR: -3.4587; R,L in cm, Te in eV, V in volts, I in mA KTe: -9.957 | 93.5962 | 27800.4976 |  | 93.5962 | -0.010013 | 27706.8914
ABR theory Rp: 26.585; ABR theory L: 0.095008; ABR theory S: -94.5089; ABR theory AR: -3.451; R,L in cm, Te in eV, V in volts, I in mA KTe: -10.0849 | 94.6531 | 31591.638 |  | 94.6531 | 0.14412 | 31497.1291
ABR theory Rp: 26.846; ABR theory L: 0.09587; ABR theory S: -95.4096; ABR theory AR: -3.4664; R,L in cm, Te in eV, V in volts, I in mA KTe: -10.2127 | 95.5117 | 35899.8096 |  | 95.5117 | 0.10209 | 35804.3999
ABR theory Rp: 27.107; ABR theory L: 0.096732; ABR theory S: -96.3144; ABR theory AR: -3.4203; R,L in cm, Te in eV, V in volts, I in mA KTe: -10.3405 | 96.3704 | 40795.4292 |  | 96.3704 | 0.056042 | 40699.1148
ABR theory Rp: 27.368; ABR theory L: 0.097594; ABR theory S: -97.2071; ABR theory AR: -3.3973; R,L in cm, Te in eV, V in volts, I in mA KTe: -10.4684 | 97.2291 | 46358.6821 |  | 97.2291 | 0.022013 | 46261.475
ABR theory Rp: 27.629; ABR theory L: 0.098456; ABR theory S: -98.0938; ABR theory AR: -3.3743; R,L in cm, Te in eV, V in volts, I in mA KTe: -10.5962 | 98.0878 | 52680.5931 |  | 98.0878 | -0.0060042 | 52582.4994
ABR theory Rp: 27.89; ABR theory L: 0.099295; ABR theory S: -98.9745; ABR theory AR: -3.313; R,L in cm, Te in eV, V in volts, I in mA KTe: -10.7241 | 98.9244 | 59864.5908 |  | 98.9244 | -0.05004 | 59765.6163
ABR theory Rp: 28.151; ABR theory L: 0.10022; ABR theory S: -99.8392; ABR theory AR: -3.3129; R,L in cm, Te in eV, V in volts, I in mA KTe: -10.8519 | 99.8492 | 68028.296 |  | 99.8492 | 0.010008 | 67928.4568
ABR theory Rp: 28.412; ABR theory L: 0.10115; ABR theory S: -100.7038; ABR theory AR: -3.2746; R,L in cm, Te in eV, V in volts, I in mA KTe: -10.9797 | 100.7739 | 77305.3575 |  | 100.7739 | 0.070056 | 77204.6536
ABR theory Rp: 28.673; ABR theory L: 0.10197; ABR theory S: -101.5585; ABR theory AR: -3.2516; R,L in cm, Te in eV, V in volts, I in mA KTe: -11.1076 | 101.5885 | 87847.4086 |  | 101.5885 | 0.030024 | 87745.8501
ABR theory Rp: 28.934; ABR theory L: 0.10283; ABR theory S: -102.4072; R,L in cm, Te in eV, V in volts, I in mA KTe: -11.2354 | 102.4472 | 99827.1171 |  | 102.4472 | 0.040032 | 99724.7099
ABR theory Rp: 29.195; ABR theory L: 0.10367; R,L in cm, Te in eV, V in volts, I in mA KTe: -11.3632 | 103.2839 | 113440.4927 |  | 103.2839
ABR theory Rp: 29.456; ABR theory L: 0.10456; R,L in cm, Te in eV, V in volts, I in mA KTe: -11.4911 | 104.1646 | 128910.2546 |  | 104.1646
ABR theory Rp: 29.717; ABR theory L: 0.10542; R,L in cm, Te in eV, V in volts, I in mA KTe: -11.6189 | 105.0233 | 146489.6835 |  | 105.0233
ABR theory Rp: 29.978; ABR theory L: 0.10617; R,L in cm, Te in eV, V in volts, I in mA KTe: -11.7468 | 105.7719 | 166466.5737 |  | 105.7719
ABR theory Rp: 30.239; ABR theory L: 0.10696; R,L in cm, Te in eV, V in volts, I in mA KTe: -11.8746 | 106.5645 | 189167.447 |  | 106.5645
[11 empty] | 1e-05 | 1e-05 |  | 1e-05
[11 empty] | 1e-05 | 1e-05 |  | 1e-05
[11 empty] | 1e-05 | 1e-05 |  | 1e-05
[11 empty] | 1e-05 | 1e-05 |  | 1e-05
[11 empty] | 1e-05 | 1e-05 |  | 1e-05
[11 empty] | 1e-05 | 1e-05 |  | 1e-05
[11 empty] | 1e-05 | 1e-05 |  | 1e-05
[11 empty] | 1e-05 | 1e-05 |  | 1e-05
[11 empty] | 1e-05 | 1e-05 |  | 1e-05
[11 empty] | 1e-05 | 1e-05 |  | 1e-05
[11 empty] | 1e-05 | 1e-05 |  | 1e-05
[11 empty] | 1e-05 | 1e-05 |  | 1e-05
[11 empty] | 1e-05 | 1e-05 |  | 1e-05
[11 empty] | 1e-05 | 1e-05 |  | 1e-05
[11 empty] | 1e-05 | 1e-05 |  | 1e-05
[11 empty] | 1e-05 | 1e-05 |  | 1e-05
[11 empty] | 1e-05 | 1e-05 |  | 1e-05
[11 empty] | 1e-05 | 1e-05 |  | 1e-05
[11 empty] | 1e-05 | 1e-05 |  | 1e-05
[11 empty] | 1e-05 | 1e-05 |  | 1e-05
[11 empty] | 1e-05 | 1e-05 |  | 1e-05
[11 empty] | 1e-05 | 1e-05 |  | 1e-05
[11 empty] | 1e-05 | 1e-05 |  | 1e-05
[11 empty] | 1e-05 | 1e-05 |  | 1e-05
[11 empty] | 1e-05 | 1e-05 |  | 1e-05
[11 empty] | 1e-05 | 1e-05 |  | 1e-05
[11 empty] | 1e-05 | 1e-05 |  | 1e-05
[11 empty] | 1e-05 | 1e-05 |  | 1e-05
[11 empty] | 1e-05 | 1e-05 |  | 1e-05
[11 empty] | 1e-05 | 1e-05 |  | 1e-05
[11 empty] | 1e-05 | 1e-05 |  | 1e-05
[11 empty] | 1e-05 | 1e-05 |  | 1e-05
[11 empty] | 1e-05 | 1e-05 |  | 1e-05
[11 empty] | 1e-05 | 1e-05 |  | 1e-05
[11 empty] | 1e-05 | 1e-05 |  | 1e-05
[11 empty] | 1e-05 | 1e-05 |  | 1e-05
[11 empty] | 1e-05 | 1e-05 |  | 1e-05
[11 empty] | 1e-05 | 1e-05 |  | 1e-05
[11 empty] | 1e-05 | 1e-05 |  | 1e-05
[11 empty] | 1e-05 | 1e-05 |  | 1e-05
[11 empty] | 1e-05 | 1e-05 |  | 1e-05
[11 empty] | 1e-05 | 1e-05 |  | 1e-05
[11 empty] | 1e-05 | 1e-05 |  | 1e-05
[11 empty] | 1e-05 | 1e-05 |  | 1e-05
[11 empty] | 1e-05 | 1e-05 |  | 1e-05
[11 empty] | 1e-05 | 1e-05 |  | 1e-05
[11 empty] | 1e-05 | 1e-05 |  | 1e-05
[11 empty] | 1e-05 | 1e-05 |  | 1e-05
[11 empty] | 1e-05 | 1e-05 |  | 1e-05
[11 empty] | 1e-05 | 1e-05 |  | 1e-05
[11 empty] | 1e-05 | 1e-05 |  | 1e-05
[11 empty] | 1e-05 | 1e-05 |  | 1e-05
[11 empty] | 1e-05 | 1e-05 |  | 1e-05
[11 empty] | 1e-05 | 1e-05 |  | 1e-05
[11 empty] | 1e-05 | 1e-05 |  | 1e-05
[11 empty] | 1e-05 | 1e-05 |  | 1e-05
[11 empty] | 1e-05 | 1e-05 |  | 1e-05
[11 empty] | 1e-05 | 1e-05 |  | 1e-05
[11 empty] | 1e-05 | 1e-05 |  | 1e-05
[11 empty] | 1e-05 | 1e-05 |  | 1e-05
[11 empty] | 1e-05 | 1e-05 |  | 1e-05
[11 empty] | 1e-05 | 1e-05 |  | 1e-05
[11 empty] | 1e-05 | 1e-05 |  | 1e-05
[11 empty] | 1e-05 | 1e-05 |  | 1e-05
[11 empty] | 1e-05 | 1e-05 |  | 1e-05
[11 empty] | 1e-05 | 1e-05 |  | 1e-05
[11 empty] | 1e-05 | 1e-05 |  | 1e-05
[11 empty] | 1e-05 | 1e-05 |  | 1e-05
[11 empty] | 1e-05 | 1e-05 |  | 1e-05
[11 empty] | 1e-05 | 1e-05 |  | 1e-05
[11 empty] | 1e-05 | 1e-05 |  | 1e-05
[11 empty] | 1e-05 | 1e-05 |  | 1e-05
[11 empty] | 1e-05 | 1e-05 |  | 1e-05
[11 empty] | 1e-05 | 1e-05 |  | 1e-05
[11 empty] | 1e-05 | 1e-05 |  | 1e-05
[11 empty] | 1e-05 | 1e-05 |  | 1e-05
[11 empty] | 1e-05 | 1e-05 |  | 1e-05
[11 empty] | 1e-05 | 1e-05 |  | 1e-05
[11 empty] | 1e-05 | 1e-05 |  | 1e-05
[11 empty] | 1e-05 | 1e-05 |  | 1e-05
[11 empty] | 1e-05 | 1e-05 |  | 1e-05
[11 empty] | 1e-05 | 1e-05 |  | 1e-05
[11 empty] | 1e-05 | 1e-05 |  | 1e-05
[11 empty] | 1e-05 | 1e-05 |  | 1e-05
[11 empty] | 1e-05 | 1e-05 |  | 1e-05
[11 empty] | 1e-05 | 1e-05 |  | 1e-05
[11 empty] | 1e-05 | 1e-05 |  | 1e-05
[11 empty] | 1e-05 | 1e-05 |  | 1e-05
[11 empty] | 1e-05 | 1e-05 |  | 1e-05
[11 empty] | 1e-05 | 1e-05 |  | 1e-05
[11 empty] | 1e-05 | 1e-05 |  | 1e-05
[11 empty] | 1e-05 | 1e-05 |  | 1e-05
[11 empty] | 1e-05 | 1e-05 |  | 1e-05
[11 empty] | 1e-05 | 1e-05 |  | 1e-05
[11 empty] | 1e-05 | 1e-05 |  | 1e-05
[11 empty] | 1e-05 | 1e-05 |  | 1e-05
[11 empty] | 1e-05 | 1e-05 |  | 1e-05
[11 empty] | 1e-05 | 1e-05 |  | 1e-05
[11 empty] | 1e-05 | 1e-05 |  | 1e-05
[11 empty] | 1e-05 | 1e-05 |  | 1e-05
[11 empty] | 1e-05 | 1e-05 |  | 1e-05
[11 empty] | 1e-05 | 1e-05 |  | 1e-05
[11 empty] | 1e-05 | 1e-05 |  | 1e-05
[11 empty] | 1e-05 | 1e-05 |  | 1e-05
[11 empty] | 1e-05 | 1e-05 |  | 1e-05
[11 empty] | 1e-05 | 1e-05 |  | 1e-05
[11 empty] | 1e-05 | 1e-05 |  | 1e-05
[11 empty] | 1e-05 | 1e-05 |  | 1e-05
[11 empty] | 1e-05 | 1e-05 |  | 1e-05
[11 empty] | 1e-05 | 1e-05 |  | 1e-05
[11 empty] | 1e-05 | 1e-05 |  | 1e-05
[11 empty] | 1e-05 | 1e-05 |  | 1e-05
[11 empty] | 1e-05 | 1e-05 |  | 1e-05
[11 empty] | 1e-05 | 1e-05 |  | 1e-05
[11 empty] | 1e-05 | 1e-05 |  | 1e-05
[11 empty] | 1e-05 | 1e-05 |  | 1e-05
[11 empty] | 1e-05 | 1e-05 |  | 1e-05
[11 empty] | 1e-05 | 1e-05 |  | 1e-05
[11 empty] | 1e-05 | 1e-05 |  | 1e-05
[11 empty] | 1e-05 | 1e-05 |  | 1e-05
[11 empty] | 1e-05 | 1e-05 |  | 1e-05
[11 empty] | 1e-05 | 1e-05 |  | 1e-05
[11 empty] | 1e-05 | 1e-05 |  | 1e-05
[11 empty] | 1e-05 | 1e-05 |  | 1e-05
[11 empty] | 1e-05 | 1e-05 |  | 1e-05
[11 empty] | 1e-05 | 1e-05 |  | 1e-05
[11 empty] | 1e-05 | 1e-05 |  | 1e-05
[11 empty] | 1e-05 | 1e-05 |  | 1e-05
[11 empty] | 1e-05 | 1e-05 |  | 1e-05
[11 empty] | 1e-05 | 1e-05 |  | 1e-05
[11 empty] | 1e-05 | 1e-05 |  | 1e-05
[11 empty] | 1e-05 | 1e-05 |  | 1e-05
[11 empty] | 1e-05 | 1e-05 |  | 1e-05
[11 empty] | 1e-05 | 1e-05 |  | 1e-05
[11 empty] | 1e-05 | 1e-05 |  | 1e-05
[11 empty] | 1e-05 | 1e-05 |  | 1e-05
[11 empty] | 1e-05 | 1e-05 |  | 1e-05
[11 empty] | 1e-05 | 1e-05 |  | 1e-05
[11 empty] | 1e-05 | 1e-05 |  | 1e-05
[11 empty] | 1e-05 | 1e-05 |  | 1e-05
[11 empty] | 1e-05 | 1e-05 |  | 1e-05
[11 empty] | 1e-05 | 1e-05 |  | 1e-05
[11 empty] | 1e-05 | 1e-05 |  | 1e-05
[11 empty] | 1e-05 | 1e-05 |  | 1e-05
[11 empty] | 1e-05 | 1e-05 |  | 1e-05
[11 empty] | 1e-05 | 1e-05 |  | 1e-05
[11 empty] | 1e-05 | 1e-05 |  | 1e-05
[11 empty] | 1e-05 | 1e-05 |  | 1e-05
[11 empty] | 1e-05 | 1e-05 |  | 1e-05
[11 empty] | 1e-05 | 1e-05 |  | 1e-05
[11 empty] | 1e-05 | 1e-05 |  | 1e-05
[11 empty] | 1e-05 | 1e-05 |  | 1e-05
[11 empty] | 1e-05 | 1e-05 |  | 1e-05
[11 empty] | 1e-05 | 1e-05 |  | 1e-05
[11 empty] | 1e-05 | 1e-05 |  | 1e-05
[11 empty] | 1e-05 | 1e-05 |  | 1e-05
[11 empty] | 1e-05 | 1e-05 |  | 1e-05
[11 empty] | 1e-05 | 1e-05 |  | 1e-05
[11 empty] | 1e-05 | 1e-05 |  | 1e-05
[11 empty] | 1e-05 | 1e-05 |  | 1e-05
[11 empty] | 1e-05 | 1e-05 |  | 1e-05
[11 empty] | 1e-05 | 1e-05 |  | 1e-05
[11 empty] | 1e-05 | 1e-05 |  | 1e-05
[11 empty] | 1e-05 | 1e-05 |  | 1e-05
[11 empty] | 1e-05 | 1e-05 |  | 1e-05
[11 empty] | 1e-05 | 1e-05 |  | 1e-05
[11 empty] | 1e-05 | 1e-05 |  | 1e-05
[11 empty] | 1e-05 | 1e-05 |  | 1e-05
[11 empty] | 1e-05 | 1e-05 |  | 1e-05
[11 empty] | 1e-05 | 1e-05 |  | 1e-05
[11 empty] | 1e-05 | 1e-05 |  | 1e-05
[11 empty] | 1e-05 | 1e-05 |  | 1e-05
[11 empty] | 1e-05 | 1e-05 |  | 1e-05
[11 empty] | 1e-05 | 1e-05 |  | 1e-05
[11 empty] | 1e-05 | 1e-05 |  | 1e-05
[11 empty] | 1e-05 | 1e-05 |  | 1e-05
[11 empty] | 1e-05 | 1e-05 |  | 1e-05
[11 empty] | 1e-05 | 1e-05 |  | 1e-05
[11 empty] | 1e-05 | 1e-05 |  | 1e-05
[11 empty] | 1e-05 | 1e-05 |  | 1e-05
[11 empty] | 1e-05 | 1e-05 |  | 1e-05
[11 empty] | 1e-05 | 1e-05 |  | 1e-05
[11 empty] | 1e-05 | 1e-05 |  | 1e-05
[11 empty] | 1e-05 | 1e-05 |  | 1e-05
[11 empty] | 1e-05 | 1e-05 |  | 1e-05
[11 empty] | 1e-05 | 1e-05 |  | 1e-05
[11 empty] | 1e-05 | 1e-05 |  | 1e-05
[11 empty] | 1e-05 | 1e-05 |  | 1e-05
[11 empty] | 1e-05 | 1e-05 |  | 1e-05
[11 empty] | 1e-05 | 1e-05 |  | 1e-05
[11 empty] | 1e-05 | 1e-05 |  | 1e-05
[11 empty] | 1e-05 | 1e-05 |  | 1e-05
[11 empty] | 1e-05 | 1e-05 |  | 1e-05
[11 empty] | 1e-05 | 1e-05 |  | 1e-05
[11 empty] | 1e-05 | 1e-05 |  | 1e-05
[11 empty] | 1e-05 | 1e-05 |  | 1e-05
[11 empty] | 1e-05 | 1e-05 |  | 1e-05
[11 empty] | 1e-05 | 1e-05 |  | 1e-05
[11 empty] | 1e-05 | 1e-05 |  | 1e-05
[11 empty] | 1e-05 | 1e-05 |  | 1e-05
[11 empty] | 1e-05 | 1e-05 |  | 1e-05
[11 empty] | 1e-05 | 1e-05 |  | 1e-05
[11 empty] | 1e-05 | 1e-05 |  | 1e-05
[11 empty] | 1e-05 | 1e-05 |  | 1e-05
[11 empty] | 1e-05 | 1e-05 |  | 1e-05
[11 empty] | 1e-05 | 1e-05 |  | 1e-05
[11 empty] | 1e-05 | 1e-05 |  | 1e-05
[11 empty] | 1e-05 | 1e-05 |  | 1e-05
[11 empty] | 1e-05 | 1e-05 |  | 1e-05
[11 empty] | 1e-05 | 1e-05 |  | 1e-05
[11 empty] | 1e-05 | 1e-05 |  | 1e-05
[11 empty] | 1e-05 | 1e-05 |  | 1e-05
[11 empty] | 1e-05 | 1e-05 |  | 1e-05
[11 empty] | 1e-05 | 1e-05 |  | 1e-05
[11 empty] | 1e-05 | 1e-05 |  | 1e-05
[11 empty] | 1e-05 | 1e-05 |  | 1e-05
[11 empty] | 1e-05 | 1e-05 |  | 1e-05
[11 empty] | 1e-05 | 1e-05 |  | 1e-05
[11 empty] | 1e-05 | 1e-05 |  | 1e-05
[11 empty] | 1e-05 | 1e-05 |  | 1e-05
[11 empty] | 1e-05 | 1e-05 |  | 1e-05
[11 empty] | 1e-05 | 1e-05 |  | 1e-05
[11 empty] | 1e-05 | 1e-05 |  | 1e-05
[11 empty] | 1e-05 | 1e-05 |  | 1e-05
[11 empty] | 1e-05 | 1e-05 |  | 1e-05
[11 empty] | 1e-05 | 1e-05 |  | 1e-05
[11 empty] | 1e-05 | 1e-05 |  | 1e-05
[11 empty] | 1e-05 | 1e-05 |  | 1e-05
[11 empty] | 1e-05 | 1e-05 |  | 1e-05
[11 empty] | 1e-05 | 1e-05 |  | 1e-05
[11 empty] | 1e-05 | 1e-05 |  | 1e-05
[11 empty] | 1e-05 | 1e-05 |  | 1e-05
[11 empty] | 1e-05 | 1e-05 |  | 1e-05
[11 empty] | 1e-05 | 1e-05 |  | 1e-05
[11 empty] | 1e-05 | 1e-05 |  | 1e-05
[11 empty] | 1e-05 | 1e-05 |  | 1e-05
[11 empty] | 1e-05 | 1e-05 |  | 1e-05
[11 empty] | 1e-05 | 1e-05 |  | 1e-05
[11 empty] | 1e-05 | 1e-05 |  | 1e-05
[11 empty] | 1e-05 | 1e-05 |  | 1e-05
[11 empty] | 1e-05 | 1e-05 |  | 1e-05
[11 empty] | 1e-05 | 1e-05 |  | 1e-05
[11 empty] | 1e-05 | 1e-05 |  | 1e-05
[11 empty] | 1e-05 | 1e-05 |  | 1e-05
[11 empty] | 1e-05 | 1e-05 |  | 1e-05
[11 empty] | 1e-05 | 1e-05 |  | 1e-05
[11 empty] | 1e-05 | 1e-05 |  | 1e-05
[11 empty] | 1e-05 | 1e-05 |  | 1e-05
[11 empty] | 1e-05 | 1e-05 |  | 1e-05
[11 empty] | 1e-05 | 1e-05 |  | 1e-05
[11 empty] | 1e-05 | 1e-05 |  | 1e-05
[11 empty] | 1e-05 | 1e-05 |  | 1e-05
[11 empty] | 1e-05 | 1e-05 |  | 1e-05
[11 empty] | 1e-05 | 1e-05 |  | 1e-05
[11 empty] | 1e-05 | 1e-05 |  | 1e-05
[11 empty] | 1e-05 | 1e-05 |  | 1e-05
[11 empty] | 1e-05 | 1e-05 |  | 1e-05
[11 empty] | 1e-05 | 1e-05 |  | 1e-05
[11 empty] | 1e-05 | 1e-05 |  | 1e-05
[11 empty] | 1e-05 | 1e-05 |  | 1e-05
[11 empty] | 1e-05 | 1e-05 |  | 1e-05
[11 empty] | 1e-05 | 1e-05 |  | 1e-05
[11 empty] | 1e-05 | 1e-05 |  | 1e-05
[11 empty] | 1e-05 | 1e-05 |  | 1e-05
[11 empty] | 1e-05 | 1e-05 |  | 1e-05
[11 empty] | 1e-05 | 1e-05 |  | 1e-05
[11 empty] | 1e-05 | 1e-05 |  | 1e-05
[11 empty] | 1e-05 | 1e-05 |  | 1e-05
[11 empty] | 1e-05 | 1e-05 |  | 1e-05
[11 empty] | 1e-05 | 1e-05 |  | 1e-05
[11 empty] | 1e-05 | 1e-05 |  | 1e-05
[11 empty] | 1e-05 | 1e-05 |  | 1e-05
[11 empty] | 1e-05 | 1e-05 |  | 1e-05
[11 empty] | 1e-05 | 1e-05 |  | 1e-05
[11 empty] | 1e-05 | 1e-05 |  | 1e-05
[11 empty] | 1e-05 | 1e-05 |  | 1e-05
[11 empty] | 1e-05 | 1e-05 |  | 1e-05
[11 empty] | 1e-05 | 1e-05 |  | 1e-05
[11 empty] | 1e-05 | 1e-05 |  | 1e-05
[11 empty] | 1e-05 | 1e-05 |  | 1e-05
[11 empty] | 1e-05 | 1e-05 |  | 1e-05
[11 empty] | 1e-05 | 1e-05 |  | 1e-05
[11 empty] | 1e-05 | 1e-05 |  | 1e-05
[11 empty] | 1e-05 | 1e-05 |  | 1e-05
[11 empty] | 1e-05 | 1e-05 |  | 1e-05
[11 empty] | 1e-05 | 1e-05 |  | 1e-05
[11 empty] | 1e-05 | 1e-05 |  | 1e-05
[11 empty] | 1e-05 | 1e-05 |  | 1e-05
[11 empty] | 1e-05 | 1e-05 |  | 1e-05
[11 empty] | 1e-05 | 1e-05 |  | 1e-05
[11 empty] | 1e-05 | 1e-05 |  | 1e-05
[11 empty] | 1e-05 | 1e-05 |  | 1e-05
[11 empty] | 1e-05 | 1e-05 |  | 1e-05
[11 empty] | 1e-05 | 1e-05 |  | 1e-05
[11 empty] | 1e-05 | 1e-05 |  | 1e-05
[11 empty] | 1e-05 | 1e-05 |  | 1e-05
[11 empty] | 1e-05 | 1e-05 |  | 1e-05
[11 empty] | 1e-05 | 1e-05 |  | 1e-05
[11 empty] | 1e-05 | 1e-05 |  | 1e-05
[11 empty] | 1e-05 | 1e-05 |  | 1e-05
[11 empty] | 1e-05 | 1e-05 |  | 1e-05
[11 empty] | 1e-05 | 1e-05 |  | 1e-05
[11 empty] | 1e-05 | 1e-05 |  | 1e-05
[11 empty] | 1e-05 | 1e-05 |  | 1e-05
[11 empty] | 1e-05 | 1e-05 |  | 1e-05
[11 empty] | 1e-05 | 1e-05 |  | 1e-05
[11 empty] | 1e-05 | 1e-05 |  | 1e-05
[11 empty] | 1e-05 | 1e-05 |  | 1e-05
[11 empty] | 1e-05 | 1e-05 |  | 1e-05
[11 empty] | 1e-05 | 1e-05 |  | 1e-05
[11 empty] | 1e-05 | 1e-05 |  | 1e-05
[11 empty] | 1e-05 | 1e-05 |  | 1e-05
[11 empty] | 1e-05 | 1e-05 |  | 1e-05
[11 empty] | 1e-05 | 1e-05 |  | 1e-05
[11 empty] | 1e-05 | 1e-05 |  | 1e-05
[11 empty] | 1e-05 | 1e-05 |  | 1e-05
[11 empty] | 1e-05 | 1e-05 |  | 1e-05
[11 empty] | 1e-05 | 1e-05 |  | 1e-05
[11 empty] | 1e-05 | 1e-05 |  | 1e-05
[11 empty] | 1e-05 | 1e-05 |  | 1e-05
[11 empty] | 1e-05 | 1e-05 |  | 1e-05
[11 empty] | 1e-05 | 1e-05 |  | 1e-05
[11 empty] | 1e-05 | 1e-05 |  | 1e-05
[11 empty] | 1e-05 | 1e-05 |  | 1e-05
[11 empty] | 1e-05 | 1e-05 |  | 1e-05
[11 empty] | 1e-05 | 1e-05 |  | 1e-05
[11 empty] | 1e-05 | 1e-05 |  | 1e-05
[11 empty] | 1e-05 | 1e-05 |  | 1e-05
[11 empty] | 1e-05 | 1e-05 |  | 1e-05
[11 empty] | 1e-05 | 1e-05 |  | 1e-05
[11 empty] | 1e-05 | 1e-05 |  | 1e-05
[11 empty] | 1e-05 | 1e-05 |  | 1e-05
[11 empty] | 1e-05 | 1e-05 |  | 1e-05
[11 empty] | 1e-05 | 1e-05 |  | 1e-05
[11 empty] | 1e-05 | 1e-05 |  | 1e-05
[11 empty] | 1e-05 | 1e-05 |  | 1e-05
[11 empty] | 1e-05 | 1e-05 |  | 1e-05
[11 empty] | 1e-05 | 1e-05 |  | 1e-05
[11 empty] | 1e-05 | 1e-05 |  | 1e-05
[11 empty] | 1e-05 | 1e-05 |  | 1e-05
[11 empty] | 1e-05 | 1e-05 |  | 1e-05
[11 empty] | 1e-05 | 1e-05 |  | 1e-05
[11 empty] | 1e-05 | 1e-05 |  | 1e-05
[11 empty] | 1e-05 | 1e-05 |  | 1e-05
[11 empty] | 1e-05 | 1e-05 |  | 1e-05
[11 empty] | 1e-05 | 1e-05 |  | 1e-05
[11 empty] | 1e-05 | 1e-05 |  | 1e-05
[11 empty] | 1e-05 | 1e-05 |  | 1e-05
[11 empty] | 1e-05 | 1e-05 |  | 1e-05
[11 empty] | 1e-05 | 1e-05 |  | 1e-05
[11 empty] | 1e-05 | 1e-05 |  | 1e-05
[11 empty] | 1e-05 | 1e-05 |  | 1e-05
[11 empty] | 1e-05 | 1e-05 |  | 1e-05
[11 empty] | 1e-05 | 1e-05 |  | 1e-05
[11 empty] | 1e-05 | 1e-05 |  | 1e-05
[11 empty] | 1e-05 | 1e-05 |  | 1e-05
[11 empty] | 1e-05 | 1e-05 |  | 1e-05
[11 empty] | 1e-05 | 1e-05 |  | 1e-05
[11 empty] | 1e-05 | 1e-05 |  | 1e-05
[11 empty] | 1e-05 | 1e-05 |  | 1e-05
[11 empty] | 1e-05 | 1e-05 |  | 1e-05
[11 empty] | 1e-05 | 1e-05 |  | 1e-05
[11 empty] | 1e-05 | 1e-05 |  | 1e-05
[11 empty] | 1e-05 | 1e-05 |  | 1e-05
[11 empty] | 1e-05 | 1e-05 |  | 1e-05
[11 empty] | 1e-05 | 1e-05 |  | 1e-05
[11 empty] | 1e-05 | 1e-05 |  | 1e-05
[11 empty] | 1e-05 | 1e-05 |  | 1e-05
[11 empty] | 1e-05 | 1e-05 |  | 1e-05
[11 empty] | 1e-05 | 1e-05 |  | 1e-05
[11 empty] | 1e-05 | 1e-05 |  | 1e-05
[11 empty] | 1e-05 | 1e-05 |  | 1e-05
[11 empty] | 1e-05 | 1e-05 |  | 1e-05
[11 empty] | 1e-05 | 1e-05 |  | 1e-05
[11 empty] | 1e-05 | 1e-05 |  | 1e-05
[11 empty] | 1e-05 | 1e-05 |  | 1e-05
[11 empty] | 1e-05 | 1e-05 |  | 1e-05
[11 empty] | 1e-05 | 1e-05 |  | 1e-05
[11 empty] | 1e-05 | 1e-05 |  | 1e-05
[11 empty] | 1e-05 | 1e-05 |  | 1e-05
[11 empty] | 1e-05 | 1e-05 |  | 1e-05
[11 empty] | 1e-05 | 1e-05 |  | 1e-05
[11 empty] | 1e-05 | 1e-05 |  | 1e-05
[11 empty] | 1e-05 | 1e-05 |  | 1e-05
[11 empty] | 1e-05 | 1e-05 |  | 1e-05
[11 empty] | 1e-05 | 1e-05 |  | 1e-05
[11 empty] | 1e-05 | 1e-05 |  | 1e-05
[11 empty] | 1e-05 | 1e-05 |  | 1e-05
[11 empty] | 1e-05 | 1e-05 |  | 1e-05
[11 empty] | 1e-05 | 1e-05 |  | 1e-05
[11 empty] | 1e-05 | 1e-05 |  | 1e-05
[11 empty] | 1e-05 | 1e-05 |  | 1e-05
[11 empty] | 1e-05 | 1e-05 |  | 1e-05
[11 empty] | 1e-05 | 1e-05 |  | 1e-05
[11 empty] | 1e-05 | 1e-05 |  | 1e-05
[11 empty] | 1e-05 | 1e-05 |  | 1e-05
[11 empty] | 1e-05 | 1e-05 |  | 1e-05
[11 empty] | 1e-05 | 1e-05 |  | 1e-05
[11 empty] | 1e-05 | 1e-05 |  | 1e-05
[11 empty] | 1e-05 | 1e-05 |  | 1e-05
[11 empty] | 1e-05 | 1e-05 |  | 1e-05
[11 empty] | 1e-05 | 1e-05 |  | 1e-05
[11 empty] | 1e-05 | 1e-05 |  | 1e-05
[11 empty] | 1e-05 | 1e-05 |  | 1e-05
[11 empty] | 1e-05 | 1e-05 |  | 1e-05
[11 empty] | 1e-05 | 1e-05 |  | 1e-05
[11 empty] | 1e-05 | 1e-05 |  | 1e-05
[11 empty] | 1e-05 | 1e-05 |  | 1e-05
[11 empty] | 1e-05 | 1e-05 |  | 1e-05
[11 empty] | 1e-05 | 1e-05 |  | 1e-05
[11 empty] | 1e-05 | 1e-05 |  | 1e-05
[11 empty] | 1e-05 | 1e-05 |  | 1e-05
[11 empty] | 1e-05 | 1e-05 |  | 1e-05
[11 empty] | 1e-05 | 1e-05 |  | 1e-05
[11 empty] | 1e-05 | 1e-05 |  | 1e-05
[11 empty] | 1e-05 | 1e-05 |  | 1e-05
[11 empty] | 1e-05 | 1e-05 |  | 1e-05
[11 empty] | 1e-05 | 1e-05 |  | 1e-05
[11 empty] | 1e-05 | 1e-05 |  | 1e-05
[11 empty] | 1e-05 | 1e-05 |  | 1e-05
[11 empty] | 1e-05 | 1e-05 |  | 1e-05
[11 empty] | 1e-05 | 1e-05 |  | 1e-05
[11 empty] | 1e-05 | 1e-05 |  | 1e-05
[11 empty] | 1e-05 | 1e-05 |  | 1e-05
[11 empty] | 1e-05 | 1e-05 |  | 1e-05
[11 empty] | 1e-05 | 1e-05 |  | 1e-05
[11 empty] | 1e-05 | 1e-05 |  | 1e-05
[11 empty] | 1e-05 | 1e-05 |  | 1e-05
[11 empty] | 1e-05 | 1e-05 |  | 1e-05
[11 empty] | 1e-05 | 1e-05 |  | 1e-05
[11 empty] | 1e-05 | 1e-05 |  | 1e-05
[11 empty] | 1e-05 | 1e-05 |  | 1e-05
[11 empty] | 1e-05 | 1e-05 |  | 1e-05
[11 empty] | 1e-05 | 1e-05 |  | 1e-05
[11 empty] | 1e-05 | 1e-05 |  | 1e-05
[11 empty] | 1e-05 | 1e-05 |  | 1e-05
[11 empty] | 1e-05 | 1e-05 |  | 1e-05
[11 empty] | 1e-05 | 1e-05 |  | 1e-05
[11 empty] | 1e-05 | 1e-05 |  | 1e-05
[11 empty] | 1e-05 | 1e-05 |  | 1e-05
[11 empty] | 1e-05 | 1e-05 |  | 1e-05
[11 empty] | 1e-05 | 1e-05 |  | 1e-05
[11 empty] | 1e-05 | 1e-05 |  | 1e-05
[11 empty] | 1e-05 | 1e-05 |  | 1e-05
[11 empty] | 1e-05 | 1e-05 |  | 1e-05
[11 empty] | 1e-05 | 1e-05 |  | 1e-05
[11 empty] | 1e-05 | 1e-05 |  | 1e-05
[11 empty] | 1e-05 | 1e-05 |  | 1e-05
[11 empty] | 1e-05 | 1e-05 |  | 1e-05
[11 empty] | 1e-05 | 1e-05 |  | 1e-05
[11 empty] | 1e-05 | 1e-05 |  | 1e-05
[11 empty] | 1e-05 | 1e-05 |  | 1e-05
[11 empty] | 1e-05 | 1e-05 |  | 1e-05
[11 empty] | 1e-05 | 1e-05 |  | 1e-05
[11 empty] | 1e-05 | 1e-05 |  | 1e-05
[11 empty] | 1e-05 | 1e-05 |  | 1e-05
[11 empty] | 1e-05 | 1e-05 |  | 1e-05
[11 empty] | 1e-05 | 1e-05 |  | 1e-05
[11 empty] | 1e-05 | 1e-05 |  | 1e-05
[11 empty] | 1e-05 | 1e-05 |  | 1e-05
[11 empty] | 1e-05 | 1e-05 |  | 1e-05
[11 empty] | 1e-05 | 1e-05 |  | 1e-05
[11 empty] | 1e-05 | 1e-05 |  | 1e-05
[11 empty] | 1e-05 | 1e-05 |  | 1e-05
[11 empty] | 1e-05 | 1e-05 |  | 1e-05
[11 empty] | 1e-05 | 1e-05 |  | 1e-05
[11 empty] | 1e-05 | 1e-05 |  | 1e-05
[11 empty] | 1e-05 | 1e-05 |  | 1e-05
[11 empty] | 1e-05 | 1e-05 |  | 1e-05
[11 empty] | 1e-05 | 1e-05 |  | 1e-05
[11 empty] | 1e-05 | 1e-05 |  | 1e-05
[11 empty] | 1e-05 | 1e-05 |  | 1e-05
[11 empty] | 1e-05 | 1e-05 |  | 1e-05
[11 empty] | 1e-05 | 1e-05 |  | 1e-05
[11 empty] | 1e-05 | 1e-05 |  | 1e-05
[11 empty] | 1e-05 | 1e-05 |  | 1e-05
[11 empty] | 1e-05 | 1e-05 |  | 1e-05
[11 empty] | 1e-05 | 1e-05 |  | 1e-05
[11 empty] | 1e-05 | 1e-05 |  | 1e-05
[11 empty] | 1e-05 | 1e-05 |  | 1e-05
[11 empty] | 1e-05 | 1e-05 |  | 1e-05
[11 empty] | 1e-05 | 1e-05 |  | 1e-05
[11 empty] | 1e-05 | 1e-05 |  | 1e-05
[11 empty] | 1e-05 | 1e-05 |  | 1e-05
[11 empty] | 1e-05 | 1e-05 |  | 1e-05
[11 empty] | 1e-05 | 1e-05 |  | 1e-05
[11 empty] | 1e-05 | 1e-05 |  | 1e-05
[11 empty] | 1e-05 | 1e-05 |  | 1e-05
[11 empty] | 1e-05 | 1e-05 |  | 1e-05
[11 empty] | 1e-05 | 1e-05 |  | 1e-05
[11 empty] | 1e-05 | 1e-05 |  | 1e-05
[11 empty] | 1e-05 | 1e-05 |  | 1e-05
[11 empty] | 1e-05 | 1e-05 |  | 1e-05
[11 empty] | 1e-05 | 1e-05 |  | 1e-05
[11 empty] | 1e-05 | 1e-05 |  | 1e-05
[11 empty] | 1e-05 | 1e-05 |  | 1e-05
[11 empty] | 1e-05 | 1e-05 |  | 1e-05
[11 empty] | 1e-05 | 1e-05 |  | 1e-05
[11 empty] | 1e-05 | 1e-05 |  | 1e-05
[11 empty] | 1e-05 | 1e-05 |  | 1e-05